## LOAD CALCULATIONS
NPDES # | Flow (MGD) | Parameter | Limits (mg/L) - May-Oct | Limits (mg/L) - Nov-Apr | Limits (mg/L) - other pd. | Load (lbs/d) - May-Oct | Load (lbs/d) - Nov-Apr | Load (lbs/d) - other pd | Annual Load (lbs/year)
39250 | 0.04 | BOD5 |  |  |  | 0 | 0 | 0 | 0
39250 | 0.04 | CBOD5 | 25 | 25 |  | 12.51 | 12.51 | 0 | 3044.1
39250 | 0.04 | TSS | 30 | 30 |  | 15.012 | 15.012 | 0 | 3652.92
39250 | 0.04 | NH3 | 8 | 8 |  | 4.0032 | 4.0032 | 0 | 974.112
1392 | 0.125 | BOD5 | 30 | 30 |  | 46.9125 | 46.9125 | 0 | 11415.375
1392 | 0.125 | CBOD5 |  |  |  | 0 | 0 | 0 | 0
1392 | 0.125 | TSS | 90 | 90 |  | 140.7375 | 140.7375 | 0 | 34246.125
1392 | 0.125 | NH3 |  |  |  | 0 | 0 | 0 | 0
47252 | 0.144 | BOD5 | 30 | 30 |  | 54.0432 | 54.0432 | 0 | 13150.512
47252 | 0.144 | CBOD5 |  |  |  | 0 | 0 | 0 | 0
47252 | 0.144 | TSS | 30 | 30 |  | 54.0432 | 54.0432 | 0 | 13150.512
47252 | 0.144 | NH3 |  |  |  | 0 | 0 | 0 | 0
37834 | 0.002 | BOD5 |  |  |  | 0 | 0 | 0 | 0
37834 | 0.002 | CBOD5 | 20 | 20 |  | 0.5004 | 0.5004 | 0 | 121.764
37834 | 0.002 | TSS | 20 | 20 |  | 0.5004 | 0.5004 | 0 | 121.764
37834 | 0.002 | NH3 | 5 | 12 |  | 0.1251 | 0.30024 | 0 | 51.7497
44261 | 0.007 | BOD5 |  | 30 |  | 0 | 2.6271 | 0 | 319.6305
44261 | 0.007 | CBOD5 | 25 |  |  | 2.1892 | 0 | 0 | 266.3587
44261 | 0.007 | TSS | 30 | 30 |  | 2.6271 | 2.6271 | 0 | 639.261
44261 | 0.007 | NH3 | 7 |  |  | 0.61299 | 0 | 0 | 74.5804
44270 | 0.007 | BOD5 |  | 30 |  | 0 | 2.6271 | 0 | 319.6305
44270 | 0.007 | CBOD5 | 25 |  |  | 2.1892 | 0 | 0 | 266.3587
44270 | 0.007 | TSS | 30 | 30 |  | 2.6271 | 2.6271 | 0 | 639.261
44270 | 0.007 | NH3 | 7 |  |  | 0.61299 | 0 | 0 | 74.5804
44296 | 0.02 | BOD5 |  |  |  | 0 | 0 | 0 | 0
44296 | 0.02 | CBOD5 | 10 | 10 |  | 2.502 | 2.502 | 0 | 608.82
44296 | 0.02 | TSS | 15 | 15 |  | 3.753 | 3.753 | 0 | 913.23
44296 | 0.02 | NH3 | 5 | 10 |  | 1.251 | 2.502 | 0 | 456.615
44288 | 0.004 | BOD5 |  |  |  | 0 | 0 | 0 | 0
44288 | 0.004 | CBOD5 | 20 | 20 |  | 1.0008 | 1.0008 | 0 | 243.528
44288 | 0.004 | TSS | 20 | 20 |  | 1.0008 | 1.0008 | 0 | 243.528
44288 | 0.004 | NH3 | 4 | 12 |  | 0.20016 | 0.60048 | 0 | 97.4112
46507 | 0.001 | BOD5 |  |  |  | 0 | 0 | 0 | 0
46507 | 0.001 | CBOD5 | 25 | 25 |  | 0.31275 | 0.31275 | 0 | 76.1025
46507 | 0.001 | TSS | 30 | 30 |  | 0.3753 | 0.3753 | 0 | 91.323
46507 | 0.001 | NH3 | 3 | 10 |  | 0.03753 | 0.1251 | 0 | 19.7867
43346 | 0.012 | BOD5 | 30 | 30 |  | 4.5036 | 4.5036 | 0 | 1095.876
43346 | 0.012 | CBOD5 |  |  |  | 0 | 0 | 0 | 0
43346 | 0.012 | TSS | 30 | 30 |  | 4.5036 | 4.5036 | 0 | 1095.876
43346 | 0.012 | NH3 |  |  |  | 0 | 0 | 0 | 0
47414 | 0 | BOD5 |  |  |  | 0 | 0 | 0 | 0
47414 | 0 | CBOD5 | 15 | 15 |  | 0 | 0 | 0 | 0
47414 | 0 | TSS | 20 | 20 |  | 0 | 0 | 0 | 0
47414 | 0 | NH3 | 6 | 12 |  | 0 | 0 | 0 | 0
45501 | 0.022 | BOD5 |  |  |  | 0 | 0 | 0 | 0
45501 | 0.022 | CBOD5 | 20 | 25 |  | 5.5044 | 6.8805 | 0 | 1506.8295
45501 | 0.022 | TSS | 30 | 30 |  | 8.2566 | 8.2566 | 0 | 2009.106
45501 | 0.022 | NH3 | 5 | 10 |  | 1.3761 | 2.7522 | 0 | 502.2765
44849 | 0.005 | BOD5 |  |  |  | 0 | 0 | 0 | 0
44849 | 0.005 | CBOD5 | 10 | 10 |  | 0.6255 | 0.6255 | 0 | 152.205
44849 | 0.005 | TSS | 15 | 15 |  | 0.93825 | 0.93825 | 0 | 228.3075
44849 | 0.005 | NH3 | 5 | 10 |  | 0.31275 | 0.6255 | 0 | 114.1538
388 | 0.3 | BOD5 |  |  |  | 0 | 0 | 0 | 0
388 | 0.3 | CBOD5 | 10 | 10 |  | 37.53 | 37.53 | 0 | 9132.3
388 | 0.3 | TSS | 15 | 15 |  | 56.295 | 56.295 | 0 | 13698.45
388 | 0.3 | NH3 | 5 | 5 |  | 18.765 | 18.765 | 0 | 4566.15
46515 | 0.002 | BOD5 |  |  |  | 0 | 0 | 0 | 0
46515 | 0.002 | CBOD5 | 25 | 25 |  | 0.6255 | 0.6255 | 0 | 152.205
46515 | 0.002 | TSS | 30 | 30 |  | 0.7506 | 0.7506 | 0 | 182.646
46515 | 0.002 | NH3 | 3 | 10 |  | 0.07506 | 0.2502 | 0 | 39.5733
46426 | 0.001 | BOD5 |  |  |  | 0 | 0 | 0 | 0
46426 | 0.001 | CBOD5 | 10 | 10 |  | 0.1251 | 0.1251 | 0 | 30.441
46426 | 0.001 | TSS | 15 | 15 |  | 0.18765 | 0.18765 | 0 | 45.6615
46426 | 0.001 | NH3 | 5 | 10 |  | 0.06255 | 0.1251 | 0 | 22.8307
361 | 1 | BOD5 |  |  |  | 0 | 0 | 0 | 0
361 | 1 | CBOD5 |  |  |  | 0 | 0 | 0 | 0
361 | 1 | TSS | 38 | 38 |  | 475.38 | 475.38 | 0 | 115675.8
361 | 1 | NH3 | 147 | 147 |  | 1838.97 | 1838.97 | 0 | 447482.7
45772 | 0.01 | BOD5 |  |  |  | 0 | 0 | 0 | 0
45772 | 0.01 | CBOD5 | 20 | 20 |  | 2.502 | 2.502 | 0 | 608.82
45772 | 0.01 | TSS | 20 | 20 |  | 2.502 | 2.502 | 0 | 608.82
45772 | 0.01 | NH3 | 5 | 12 |  | 0.6255 | 1.5012 | 0 | 258.7485
45683 | 0.01 | BOD5 |  |  |  | 0 | 0 | 0 | 0
45683 | 0.01 | CBOD5 | 10 | 10 |  | 1.251 | 1.251 | 0 | 304.41
45683 | 0.01 | TSS | 15 | 15 |  | 1.8765 | 1.8765 | 0 | 456.615
45683 | 0.01 | NH3 | 5 | 10 |  | 0.6255 | 1.251 | 0 | 228.3075
45691 | 0.01 | BOD5 |  |  |  | 0 | 0 | 0 | 0
45691 | 0.01 | CBOD5 | 10 | 10 |  | 1.251 | 1.251 | 0 | 304.41
45691 | 0.01 | TSS | 15 | 15 |  | 1.8765 | 1.8765 | 0 | 456.615
45691 | 0.01 | NH3 | 5 | 10 |  | 0.6255 | 1.251 | 0 | 228.3075
45781 | 0.01 | BOD5 |  |  |  | 0 | 0 | 0 | 0
45781 | 0.01 | CBOD5 | 20 | 20 |  | 2.502 | 2.502 | 0 | 608.82
45781 | 0.01 | TSS | 20 | 20 |  | 2.502 | 2.502 | 0 | 608.82
45781 | 0.01 | NH3 | 5 | 12 |  | 0.6255 | 1.5012 | 0 | 258.7485
45705 | 0.01 | BOD5 |  |  |  | 0 | 0 | 0 | 0
45705 | 0.01 | CBOD5 | 20 | 20 |  | 2.502 | 2.502 | 0 | 608.82
45705 | 0.01 | TSS | 30 | 30 |  | 3.753 | 3.753 | 0 | 913.23
45705 | 0.01 | NH3 | 5 | 12 |  | 0.6255 | 1.5012 | 0 | 258.7485
45713 | 0.01 | BOD5 |  |  |  | 0 | 0 | 0 | 0
45713 | 0.01 | CBOD5 | 20 | 20 |  | 2.502 | 2.502 | 0 | 608.82
45713 | 0.01 | TSS | 30 | 30 |  | 3.753 | 3.753 | 0 | 913.23
45713 | 0.01 | NH3 | 5 | 12 |  | 0.6255 | 1.5012 | 0 | 258.7485
45802 | 0.03 | BOD5 |  |  |  | 0 | 0 | 0 | 0
45802 | 0.03 | CBOD5 | 20 | 20 |  | 7.506 | 7.506 | 0 | 1826.46
45802 | 0.03 | TSS | 20 | 20 |  | 7.506 | 7.506 | 0 | 1826.46
45802 | 0.03 | NH3 | 5 | 12 |  | 1.8765 | 4.5036 | 0 | 776.2455
45799 | 0.01 | BOD5 |  |  |  | 0 | 0 | 0 | 0
45799 | 0.01 | CBOD5 | 10 | 10 |  | 1.251 | 1.251 | 0 | 304.41
45799 | 0.01 | TSS | 15 | 15 |  | 1.8765 | 1.8765 | 0 | 456.615
45799 | 0.01 | NH3 | 5 | 10 |  | 0.6255 | 1.251 | 0 | 228.3075
45721 | 0.015 | BOD5 |  |  |  | 0 | 0 | 0 | 0
45721 | 0.015 | CBOD5 | 20 | 20 |  | 3.753 | 3.753 | 0 | 913.23
45721 | 0.015 | TSS | 20 | 20 |  | 3.753 | 3.753 | 0 | 913.23
45721 | 0.015 | NH3 | 5 | 12 |  | 0.93825 | 2.2518 | 0 | 388.1227
45730 | 0.015 | BOD5 |  |  |  | 0 | 0 | 0 | 0
45730 | 0.015 | CBOD5 | 20 | 20 |  | 3.753 | 3.753 | 0 | 913.23
45730 | 0.015 | TSS | 20 | 20 |  | 3.753 | 3.753 | 0 | 913.23
45730 | 0.015 | NH3 | 5 | 12 |  | 0.93825 | 2.2518 | 0 | 388.1227
44156 | 0.013 | BOD5 |  |  |  | 0 | 0 | 0 | 0
44156 | 0.013 | CBOD5 | 20 | 20 |  | 3.2526 | 3.2526 | 0 | 791.466
44156 | 0.013 | TSS | 20 | 20 |  | 3.2526 | 3.2526 | 0 | 791.466
44156 | 0.013 | NH3 | 4 | 10 |  | 0.65052 | 1.6263 | 0 | 277.0131
37257 | 0.045 | BOD5 |  |  |  | 0 | 0 | 0 | 0
37257 | 0.045 | CBOD5 | 20 | 20 |  | 11.259 | 11.259 | 0 | 2739.69
37257 | 0.045 | TSS | 30 | 30 |  | 16.8885 | 16.8885 | 0 | 4109.535
37257 | 0.045 | NH3 | 5 | 13 |  | 2.8148 | 7.3183 | 0 | 1232.8605
39675 | 0.03 | BOD5 |  |  |  | 0 | 0 | 0 | 0
39675 | 0.03 | CBOD5 | 10 | 10 |  | 3.753 | 3.753 | 0 | 913.23
39675 | 0.03 | TSS | 15 | 15 |  | 5.6295 | 5.6295 | 0 | 1369.845
39675 | 0.03 | NH3 | 3 | 6 |  | 1.1259 | 2.2518 | 0 | 410.9535
38326 | 0.05 | BOD5 |  |  |  | 0 | 0 | 0 | 0
38326 | 0.05 | CBOD5 | 15 | 20 |  | 9.3825 | 12.51 | 0 | 2663.5875
38326 | 0.05 | TSS | 20 | 20 |  | 12.51 | 12.51 | 0 | 3044.1
38326 | 0.05 | NH3 | 5 | 12 |  | 3.1275 | 7.506 | 0 | 1293.7425
38741 | 0.03 | BOD5 |  | 30 |  | 0 | 11.259 | 0 | 1369.845
38741 | 0.03 | CBOD5 |  |  |  | 0 | 0 | 0 | 0
38741 | 0.03 | TSS |  | 90 |  | 0 | 33.777 | 0 | 4109.535
38741 | 0.03 | NH3 |  |  |  | 0 | 0 | 0 | 0
21466 | 1.27 | BOD5 | 30 | 30 |  | 476.631 | 476.631 | 0 | 115980.21
21466 | 1.27 | CBOD5 |  |  |  | 0 | 0 | 0 | 0
21466 | 1.27 | TSS | 30 | 30 |  | 476.631 | 476.631 | 0 | 115980.21
21466 | 1.27 | NH3 |  |  |  | 0 | 0 | 0 | 0
43761 | 0.05 | BOD5 |  |  |  | 0 | 0 | 0 | 0
43761 | 0.05 | CBOD5 | 15 | 15 |  | 9.3825 | 9.3825 | 0 | 2283.075
43761 | 0.05 | TSS | 15 | 15 |  | 9.3825 | 9.3825 | 0 | 2283.075
43761 | 0.05 | NH3 | 4 | 11 |  | 2.502 | 6.8805 | 0 | 1141.5375
35459 | 0.015 | BOD5 | 10 | 10 |  | 1.8765 | 1.8765 | 0 | 456.615
35459 | 0.015 | CBOD5 |  |  |  | 0 | 0 | 0 | 0
35459 | 0.015 | TSS | 15 | 15 |  | 2.8148 | 2.8148 | 0 | 684.9225
35459 | 0.015 | NH3 |  |  |  | 0 | 0 | 0 | 0
34771 | 0.153 | BOD5 | 30 | 30 |  | 57.4209 | 57.4209 | 0 | 13972.419
34771 | 0.153 | CBOD5 |  |  |  | 0 | 0 | 0 | 0
34771 | 0.153 | TSS | 90 | 90 |  | 172.2627 | 172.2627 | 0 | 41917.257
34771 | 0.153 | NH3 |  |  |  | 0 | 0 | 0 | 0
34771 | 0.16 | BOD5 |  |  |  | 0 | 0 | 0 | 0
34771 | 0.16 | CBOD5 | 15 | 15 |  | 30.024 | 30.024 | 0 | 7305.84
34771 | 0.16 | TSS | 15 | 15 |  | 30.024 | 30.024 | 0 | 7305.84
34771 | 0.16 | NH3 | 4 | 10 |  | 8.0064 | 20.016 | 0 | 3409.392
44725 | 0.07 | BOD5 | 30 | 30 |  | 26.271 | 26.271 | 0 | 6392.61
44725 | 0.07 | CBOD5 |  |  |  | 0 | 0 | 0 | 0
44725 | 0.07 | TSS | 90 | 90 |  | 78.813 | 78.813 | 0 | 19177.83
44725 | 0.07 | NH3 |  |  |  | 0 | 0 | 0 | 0
48003 | 0.001 | BOD5 |  |  |  | 0 | 0 | 0 | 0
48003 | 0.001 | CBOD5 | 20 | 20 |  | 0.2502 | 0.2502 | 0 | 60.882
48003 | 0.001 | TSS | 20 | 20 |  | 0.2502 | 0.2502 | 0 | 60.882
48003 | 0.001 | NH3 | 5 | 12 |  | 0.06255 | 0.15012 | 0 | 25.8748
46604 | 0.013 | BOD5 |  |  |  | 0 | 0 | 0 | 0
46604 | 0.013 | CBOD5 | 20 | 20 |  | 3.2526 | 3.2526 | 0 | 791.466
46604 | 0.013 | TSS | 20 | 20 |  | 3.2526 | 3.2526 | 0 | 791.466
46604 | 0.013 | NH3 | 5 | 12 |  | 0.81315 | 1.9516 | 0 | 336.373
36102 | 0.024 | BOD5 |  |  |  | 0 | 0 | 0 | 0
36102 | 0.024 | CBOD5 | 20 | 20 |  | 6.0048 | 6.0048 | 0 | 1461.168
36102 | 0.024 | TSS | 20 | 20 |  | 6.0048 | 6.0048 | 0 | 1461.168
36102 | 0.024 | NH3 | 5 | 12 |  | 1.5012 | 3.6029 | 0 | 620.9964
21521 |  | BOD5 |  | 30 |  | 0 | 0 | 0 | 0
21521 | HCR | CBOD5 |  |  |  | #VALUE! | #VALUE! | #VALUE! | #VALUE!
21521 | HCR | TSS |  | 90 |  | #VALUE! | #VALUE! | #VALUE! | #VALUE!
21521 | HCR | NH3 |  |  |  | #VALUE! | #VALUE! | #VALUE! | #VALUE!
46957 | 0.01 | BOD5 |  |  |  | 0 | 0 | 0 | 0
46957 | 0.01 | CBOD5 | 15 | 15 |  | 1.8765 | 1.8765 | 0 | 456.615
46957 | 0.01 | TSS | 20 | 20 |  | 2.502 | 2.502 | 0 | 608.82
46957 | 0.01 | NH3 | 6 | 12 |  | 0.7506 | 1.5012 | 0 | 273.969
44199 | 0.01 | BOD5 |  |  |  | 0 | 0 | 0 | 0
44199 | 0.01 | CBOD5 | 10 | 10 |  | 1.251 | 1.251 | 0 | 304.41
44199 | 0.01 | TSS | 15 | 15 |  | 1.8765 | 1.8765 | 0 | 456.615
44199 | 0.01 | NH3 | 5 | 10 |  | 0.6255 | 1.251 | 0 | 228.3075
44288 | 0.004 | BOD5 |  |  |  | 0 | 0 | 0 | 0
44288 | 0.004 | CBOD5 | 20 | 20 |  | 1.0008 | 1.0008 | 0 | 243.528
44288 | 0.004 | TSS | 20 | 20 |  | 1.0008 | 1.0008 | 0 | 243.528
44288 | 0.004 | NH3 | 4 | 12 |  | 0.20016 | 0.60048 | 0 | 97.4112
38571 | 0.0012 | BOD5 |  |  |  | 0 | 0 | 0 | 0
38571 | 0.0012 | CBOD5 | 10 | 10 |  | 0.15012 | 0.15012 | 0 | 36.5292
38571 | 0.0012 | TSS | 15 | 15 |  | 0.22518 | 0.22518 | 0 | 54.7938
38571 | 0.0012 | NH3 | 5 | 10 |  | 0.07506 | 0.15012 | 0 | 27.3969
35980 | 0.315 | BOD5 |  |  |  | 0 | 0 | 0 | 0
35980 | 0.315 | CBOD5 | 20 | 25 |  | 78.813 | 98.5162 | 0 | 21575.0588
35980 | 0.315 | TSS | 20 | 90 |  | 78.813 | 354.6585 | 0 | 52739.0325
35980 | 0.315 | NH3 | 5 | 15 |  | 19.7033 | 59.1097 | 0 | 9588.915
44016 | 0.09 | BOD5 |  |  |  | 0 | 0 | 0 | 0
44016 | 0.09 | CBOD5 | 25 | 25 |  | 28.1475 | 28.1475 | 0 | 6849.225
44016 | 0.09 | TSS | 30 | 30 |  | 33.777 | 33.777 | 0 | 8219.07
44016 | 0.09 | NH3 | 3 | 5 |  | 3.3777 | 5.6295 | 0 | 1095.876
39055 | 0.2 | BOD5 |  |  |  | 0 | 0 | 0 | 0
39055 | 0.2 | CBOD5 | 15 | 15 |  | 37.53 | 37.53 | 0 | 9132.3
39055 | 0.2 | TSS | 15 | 15 |  | 37.53 | 37.53 | 0 | 9132.3
39055 | 0.2 | NH3 | 4 | 10 |  | 10.008 | 25.02 | 0 | 4261.74
33413 | 0.5 | BOD5 | 30 |  |  | 187.65 | 0 | 0 | 22830.75
33413 | 0.5 | CBOD5 |  |  |  | 0 | 0 | 0 | 0
33413 | 0.5 | TSS | 30 | 30 |  | 187.65 | 187.65 | 0 | 45661.5
33413 | 0.5 | NH3 |  |  |  | 0 | 0 | 0 | 0
40827 | 0.55 | BOD5 |  |  |  | 0 | 0 | 0 | 0
40827 | 0.55 | CBOD5 | 15 | 15 |  | 103.2075 | 103.2075 | 0 | 25113.825
40827 | 0.55 | TSS | 20 | 20 |  | 137.61 | 137.61 | 0 | 33485.1
40827 | 0.55 | NH3 | 5 | 10 |  | 34.4025 | 68.805 | 0 | 12556.9125
45888 | 0.009 | BOD5 |  |  |  | 0 | 0 | 0 | 0
45888 | 0.009 | CBOD5 | 10 | 10 |  | 1.1259 | 1.1259 | 0 | 273.969
45888 | 0.009 | TSS | 15 | 15 |  | 1.6888 | 1.6888 | 0 | 410.9535
45888 | 0.009 | NH3 | 5 | 10 |  | 0.56295 | 1.1259 | 0 | 205.4768
37061 |  | BOD5 |  |  |  | 0 | 0 | 0 | 0
37061 |  | CBOD5 | 10 | 10 |  | 0 | 0 | 0 | 0
37061 |  | TSS | 15 | 15 |  | 0 | 0 | 0 | 0
37061 |  | NH3 | 5 | 10 |  | 0 | 0 | 0 | 0
36749 | 0.09 | BOD5 |  |  |  | 0 | 0 | 0 | 0
36749 | 0.09 | CBOD5 | 15 | 15 |  | 16.8885 | 16.8885 | 0 | 4109.535
36749 | 0.09 | TSS | 15 | 15 |  | 16.8885 | 16.8885 | 0 | 4109.535
36749 | 0.09 | NH3 | 5 | 10 |  | 5.6295 | 11.259 | 0 | 2054.7675
20605 | 5.9 | BOD5 | 30 | 30 |  | 2214.27 | 2214.27 | 0 | 538805.7
20605 | 5.9 | CBOD5 |  |  |  | 0 | 0 | 0 | 0
20605 | 5.9 | TSS | 90 | 90 |  | 6642.81 | 6642.81 | 0 | 1616417.1
20605 | 5.9 | NH3 |  |  |  | 0 | 0 | 0 | 0
42617 | 0.004 | BOD5 | 10 | 10 |  | 0.5004 | 0.5004 | 0 | 121.764
42617 | 0.004 | CBOD5 |  |  |  | 0 | 0 | 0 | 0
42617 | 0.004 | TSS | 15 | 15 |  | 0.7506 | 0.7506 | 0 | 182.646
42617 | 0.004 | NH3 |  |  |  | 0 | 0 | 0 | 0
43265 | 0.007 | BOD5 | 10 | 10 |  | 0.8757 | 0.8757 | 0 | 213.087
43265 | 0.007 | CBOD5 |  |  |  | 0 | 0 | 0 | 0
43265 | 0.007 | TSS | 15 | 15 |  | 1.3135 | 1.3135 | 0 | 319.6305
43265 | 0.007 | NH3 |  |  |  | 0 | 0 | 0 | 0
35751 | 0.1 | BOD5 | 30 | 30 |  | 37.53 | 37.53 | 0 | 9132.3
35751 | 0.1 | CBOD5 |  |  |  | 0 | 0 | 0 | 0
35751 | 0.1 | TSS | 90 | 90 |  | 112.59 | 112.59 | 0 | 27396.9
35751 | 0.1 | NH3 |  |  |  | 0 | 0 | 0 | 0
1830 | 8.5 | BOD5* |  |  |  | 0 | 0 | 0 | see rem
1830 | 8.5 | CBOD5* |  |  |  | 0 | 0 | 0 | 0
1830 | 8.5 | TSS* |  |  |  | 0 | 0 | 0 | 0
1830 | 8.5 | NH3* |  |  |  | 0 | 0 | 0 | 0
34550 | 0.006 | BOD5 |  |  |  | 0 | 0 | 0 | 0
34550 | 0.006 | CBOD5 | 20 | 20 |  | 1.5012 | 1.5012 | 0 | 365.292
34550 | 0.006 | TSS | 20 | 20 |  | 1.5012 | 1.5012 | 0 | 365.292
34550 | 0.006 | NH3 | 5 | 12 |  | 0.3753 | 0.90072 | 0 | 155.2491
38661 | 0.15 | BOD5 |  |  |  | 0 | 0 | 0 | 0
38661 | 0.15 | CBOD5 | 20 | 20 |  | 37.53 | 37.53 | 0 | 9132.3
38661 | 0.15 | TSS | 20 | 20 |  | 37.53 | 37.53 | 0 | 9132.3
38661 | 0.15 | NH3 | 5 | 12 |  | 9.3825 | 22.518 | 0 | 3881.2275
36013 | 0.013 | BOD5 | 10 | 10 |  | 1.6263 | 1.6263 | 0 | 395.733
36013 | 0.013 | CBOD5 |  |  |  | 0 | 0 | 0 | 0
36013 | 0.013 | TSS | 15 | 15 |  | 2.4394 | 2.4394 | 0 | 593.5995
36013 | 0.013 | NH3 |  |  |  | 0 | 0 | 0 | 0
40631 | 0.02 | BOD5 |  |  |  | 0 | 0 | 0 | 0
40631 | 0.02 | CBOD5 | 10 | 10 |  | 2.502 | 2.502 | 0 | 608.82
40631 | 0.02 | TSS | 15 | 15 |  | 3.753 | 3.753 | 0 | 913.23
40631 | 0.02 | NH3 | 5 | 5 |  | 1.251 | 1.251 | 0 | 304.41
41742 | 0.075 | BOD5* |  |  |  | 0 | 0 | 0 | 0
41742 | 0.075 | CBOD5* | 10 | 10 |  | 9.3825 | 9.3825 | 0 | 2283.075
41742 | 0.075 | TSS* | 15 | 15 |  | 14.0738 | 14.0738 | 0 | 3424.6125
41742 | 0.075 | NH3* | 5 | 8 |  | 4.6913 | 7.506 | 0 | 1483.9987
| 0.025 | BOD5 |  |  |  | 0 | 0 | 0 | 0
| 0.025 | CBOD5 | 10 | 10 |  | 3.1275 | 3.1275 | 0 | 761.025
| 0.025 | TSS | 15 | 15 |  | 4.6913 | 4.6913 | 0 | 1141.5375
| 0.025 | NH3 | 5 | 10 |  | 1.5637 | 3.1275 | 0 | 570.7687
34673 | 0.15 | BOD5 |  |  |  | 0 | 0 | 0 | 0
34673 | 0.15 | CBOD5 | 15 | 15 |  | 28.1475 | 28.1475 | 0 | 6849.225
34673 | 0.15 | TSS | 20 | 20 |  | 37.53 | 37.53 | 0 | 9132.3
34673 | 0.15 | NH3 | 4 | 9 |  | 7.506 | 16.8885 | 0 | 2967.9975
34665 | 0.975 | BOD5 | 30 | 30 |  | 365.9175 | 365.9175 | 0 | 89039.925
34665 | 0.975 | CBOD5 |  |  |  | 0 | 0 | 0 | 0
34665 | 0.975 | TSS | 90 | 90 |  | 1097.7525 | 1097.7525 | 0 | 267119.775
34665 | 0.975 | NH3 |  |  |  | 0 | 0 | 0 | 0
38784 | 0.16 | BOD5 |  |  |  | 0 | 0 | 0 | 0
38784 | 0.16 | CBOD5 |  | 20 |  | 0 | 40.032 | 0 | 4870.56
38784 | 0.16 | TSS |  | 30 |  | 0 | 60.048 | 0 | 7305.84
38784 | 0.16 | NH3 |  | 10 |  | 0 | 20.016 | 0 | 2435.28
34738 | 0.6 | BOD5 | 30 | 30 |  | 225.18 | 225.18 | 0 | 54793.8
34738 | 0.6 | CBOD5 |  |  |  | 0 | 0 | 0 | 0
34738 | 0.6 | TSS | 30 | 30 |  | 225.18 | 225.18 | 0 | 54793.8
34738 | 0.6 | NH3 |  |  |  | 0 | 0 | 0 | 0
38369 | 0.084 | BOD5 |  |  |  | 0 | 0 | 0 | 0
38369 | 0.084 | CBOD5 | 15 | 25 |  | 15.7626 | 26.271 | 0 | 5114.088
38369 | 0.084 | TSS | 20 | 30 |  | 21.0168 | 31.5252 | 0 | 6392.61
38369 | 0.084 | NH3 | 4 | 10 |  | 4.2034 | 10.5084 | 0 | 1789.9308
47236 | 0.01 | BOD5 |  |  |  | 0 | 0 | 0 | 0
47236 | 0.01 | CBOD5 | 15 | 20 |  | 1.8765 | 2.502 | 0 | 532.7175
47236 | 0.01 | TSS | 20 | 20 |  | 2.502 | 2.502 | 0 | 608.82
47236 | 0.01 | NH3 | 6 | 12 |  | 0.7506 | 1.5012 | 0 | 273.969
37388 | 0.009 | BOD5 |  |  |  | 0 | 0 | 0 | 0
37388 | 0.009 | CBOD5 | 15 | 20 |  | 1.6888 | 2.2518 | 0 | 479.4457
37388 | 0.009 | TSS | 20 | 20 |  | 2.2518 | 2.2518 | 0 | 547.938
37388 | 0.009 | NH3 | 6 | 12 |  | 0.67554 | 1.3511 | 0 | 246.5721
43001 | 0.035 | BOD5 | 10 | 10 |  | 4.3785 | 4.3785 | 0 | 1065.435
43001 | 0.035 | CBOD5 |  |  |  | 0 | 0 | 0 | 0
43001 | 0.035 | TSS | 15 | 15 |  | 6.5678 | 6.5678 | 0 | 1598.1525
43001 | 0.035 | NH3 |  |  |  | 0 | 0 | 0 | 0
35807 | 0.675 | BOD5 |  |  |  | 0 | 0 | 0 | 0
35807 | 0.675 | CBOD5 | 15 | 15 |  | 126.6637 | 126.6637 | 0 | 30821.5125
35807 | 0.675 | TSS | 15 | 15 |  | 126.6637 | 126.6637 | 0 | 30821.5125
35807 | 0.675 | NH3 | 4 | 5 |  | 33.777 | 42.2212 | 0 | 9246.4538
44555 | 0.005 | BOD5 |  |  |  | 0 | 0 | 0 | 0
44555 | 0.005 | CBOD5 | 10 | 10 |  | 0.6255 | 0.6255 | 0 | 152.205
44555 | 0.005 | TSS | 15 | 15 |  | 0.93825 | 0.93825 | 0 | 228.3075
44555 | 0.005 | NH3 | 5 | 10 |  | 0.31275 | 0.6255 | 0 | 114.1538
36943 | 0.012 | BOD5 | 10 | 10 |  | 1.5012 | 1.5012 | 0 | 365.292
36943 | 0.012 | CBOD5 |  |  |  | 0 | 0 | 0 | 0
36943 | 0.012 | TSS | 15 | 15 |  | 2.2518 | 2.2518 | 0 | 547.938
36943 | 0.012 | NH3 |  |  |  | 0 | 0 | 0 | 0
44989 | 0.003 | BOD5 |  |  |  | 0 | 0 | 0 | 0
44989 | 0.003 | CBOD5 | 10 | 10 |  | 0.3753 | 0.3753 | 0 | 91.323
44989 | 0.003 | TSS | 15 | 15 |  | 0.56295 | 0.56295 | 0 | 136.9845
44989 | 0.003 | NH3 | 5 | 10 |  | 0.18765 | 0.3753 | 0 | 68.4922
46884 | 0.018 | BOD5 |  |  |  | 0 | 0 | 0 | 0
46884 | 0.018 | CBOD5 | 10 | 10 |  | 2.2518 | 2.2518 | 0 | 547.938
46884 | 0.018 | TSS | 15 | 15 |  | 3.3777 | 3.3777 | 0 | 821.907
46884 | 0.018 | NH3 | 5 | 10 |  | 1.1259 | 2.2518 | 0 | 410.9535
44538 | 0.004 | BOD5 |  |  |  | 0 | 0 | 0 | 0
44538 | 0.004 | CBOD5 | 10 | 10 |  | 0.5004 | 0.5004 | 0 | 121.764
44538 | 0.004 | TSS | 15 | 15 |  | 0.7506 | 0.7506 | 0 | 182.646
44538 | 0.004 | NH3 | 5 | 10 |  | 0.2502 | 0.5004 | 0 | 91.323
46272 | 0.025 | BOD5 |  |  |  | 0 | 0 | 0 | 0
46272 | 0.025 | CBOD5 | 20 | 20 |  | 6.255 | 6.255 | 0 | 1522.05
46272 | 0.025 | TSS | 20 | 20 |  | 6.255 | 6.255 | 0 | 1522.05
46272 | 0.025 | NH3 | 5 | 12 |  | 1.5637 | 3.753 | 0 | 646.8713
20702 | 4.4 | BOD5 | 30 | 30 |  | 1651.32 | 1651.32 | 0 | 401821.2
20702 | 4.4 | CBOD5 |  |  |  | 0 | 0 | 0 | 0
20702 | 4.4 | TSS | 40 | 40 |  | 2201.76 | 2201.76 | 0 | 535761.6
20702 | 4.4 | NH3 |  |  |  | 0 | 0 | 0 | 0
47970 | 0.02 | BOD5 |  |  |  | 0 | 0 | 0 | 0
47970 | 0.02 | CBOD5 | 20 | 20 |  | 5.004 | 5.004 | 0 | 1217.64
47970 | 0.02 | TSS | 20 | 20 |  | 5.004 | 5.004 | 0 | 1217.64
47970 | 0.02 | NH3 | 5 | 12 |  | 1.251 | 3.0024 | 0 | 517.497
46230 | 0.001 | BOD5 |  |  |  | 0 | 0 | 0 | 0
46230 | 0.001 | CBOD5 | 15 | 20 |  | 0.18765 | 0.2502 | 0 | 53.2717
46230 | 0.001 | TSS | 20 | 20 |  | 0.2502 | 0.2502 | 0 | 60.882
46230 | 0.001 | NH3 | 6 | 12 |  | 0.07506 | 0.15012 | 0 | 27.3969
48097 | 0.012 | BOD5 |  |  |  | 0 | 0 | 0 | 0
48097 | 0.012 | CBOD5 | 15 | 20 |  | 2.2518 | 3.0024 | 0 | 639.261
48097 | 0.012 | TSS | 20 | 20 |  | 3.0024 | 3.0024 | 0 | 730.584
48097 | 0.012 | NH3 | 6 | 12 |  | 0.90072 | 1.8014 | 0 | 328.7628
48097 | 0.025 | BOD5 |  |  |  | 0 | 0 | 0 | 0
48097 | 0.025 | CBOD5 | 15 | 20 |  | 4.6913 | 6.255 | 0 | 1331.7938
48097 | 0.025 | TSS | 20 | 20 |  | 6.255 | 6.255 | 0 | 1522.05
48097 | 0.025 | NH3 | 6 | 12 |  | 1.8765 | 3.753 | 0 | 684.9225
36439 | 0.01 | BOD5 |  |  |  | 0 | 0 | 0 | 0
36439 | 0.01 | CBOD5 | 20 | 20 |  | 2.502 | 2.502 | 0 | 608.82
36439 | 0.01 | TSS | 20 | 20 |  | 2.502 | 2.502 | 0 | 608.82
36439 | 0.01 | NH3 | 5 | 12 |  | 0.6255 | 1.5012 | 0 | 258.7485
1783 | 0.351 | BOD5 |  |  |  | 0 | 0 | 0 | 0
1783 | 0.351 | CBOD5 | 20 | 20 |  | 87.8202 | 87.8202 | 0 | 21369.582
1783 | 0.351 | TSS | 20 | 20 |  | 87.8202 | 87.8202 | 0 | 21369.582
1783 | 0.351 | NH3 | 2 | 4 |  | 8.782 | 17.564 | 0 | 3205.4373
34312 | 0.225 | BOD5 |  |  |  | 0 | 0 | 0 | 0
34312 | 0.225 | CBOD5 | 10 | 20 |  | 28.1475 | 56.295 | 0 | 10273.8375
34312 | 0.225 | TSS | 15 | 20 |  | 42.2212 | 56.295 | 0 | 11986.1437
34312 | 0.225 | NH3 | 8 | 9 |  | 22.518 | 25.3328 | 0 | 5821.8413
44598 | 0.011 | BOD5 |  | 20 |  | 0 | 2.7522 | 0 | 334.851
44598 | 0.011 | CBOD5 | 20 |  |  | 2.7522 | 0 | 0 | 334.851
44598 | 0.011 | TSS | 20 | 20 |  | 2.7522 | 2.7522 | 0 | 669.702
44598 | 0.011 | NH3 | 5 |  |  | 0.68805 | 0 | 0 | 83.7127
41637 | 0.013 | BOD5 | 30 | 30 |  | 4.8789 | 4.8789 | 0 | 1187.199
41637 | 0.013 | CBOD5 |  |  |  | 0 | 0 | 0 | 0
41637 | 0.013 | TSS | 30 | 30 |  | 4.8789 | 4.8789 | 0 | 1187.199
41637 | 0.013 | NH3 |  |  |  | 0 | 0 | 0 | 0
21474 | 0.17 | BOD5 |  | 30 |  | 0 | 63.801 | 0 | 7762.455
21474 | 0.17 | CBOD5 |  |  |  | 0 | 0 | 0 | 0
21474 | 0.17 | TSS |  | 90 |  | 0 | 191.403 | 0 | 23287.365
21474 | 0.17 | NH3 |  |  |  | 0 | 0 | 0 | 0
20559 | 0.001 | BOD5 | 30 | 30 |  | 0.3753 | 0.3753 | 0 | 91.323
20559 | 0.001 | CBOD5 |  |  |  | 0 | 0 | 0 | 0
20559 | 0.001 | TSS | 30 | 30 |  | 0.3753 | 0.3753 | 0 | 91.323
20559 | 0.001 | NH3 |  |  |  | 0 | 0 | 0 | 0
22101 | HCR | BOD5 | 30 | 30 |  | #VALUE! | #VALUE! | #VALUE! | #VALUE!
22101 | HCR | CBOD5 |  |  |  | #VALUE! | #VALUE! | #VALUE! | #VALUE!
22101 | HCR | TSS | 90 | 90 |  | #VALUE! | #VALUE! | #VALUE! | #VALUE!
22101 | HCR | NH3 |  |  |  | #VALUE! | #VALUE! | #VALUE! | #VALUE!
37761 | 0.03 | BOD5 |  |  |  | 0 | 0 | 0 | 0
37761 | 0.03 | CBOD5 | 15 | 20 |  | 5.6295 | 7.506 | 0 | 1598.1525
37761 | 0.03 | TSS | 20 | 20 |  | 7.506 | 7.506 | 0 | 1826.46
37761 | 0.03 | NH3 | 6 | 12 |  | 2.2518 | 4.5036 | 0 | 821.907
37761 | 0.03 | BOD5 |  |  |  | 0 | 0 | 0 | 0
37761 | 0.03 | CBOD5 | 15 | 20 |  | 5.6295 | 7.506 | 0 | 1598.1525
37761 | 0.03 | TSS | 20 | 20 |  | 7.506 | 7.506 | 0 | 1826.46
37761 | 0.03 | NH3 | 5 | 12 |  | 1.8765 | 4.5036 | 0 | 776.2455
36498 | 6.7 | BOD5 |  |  |  | 0 | 0 | 0 | 0
36498 | 6.7 | CBOD5 | 15 | 15 |  | 1257.255 | 1257.255 | 0 | 305932.05
36498 | 6.7 | TSS | 15 | 15 |  | 1257.255 | 1257.255 | 0 | 305932.05
36498 | 6.7 | NH3 | 1.5 | 4 |  | 125.7255 | 335.268 | 0 | 56087.5425
35882 | 0.4 | BOD5 |  |  |  | 0 | 0 | 0 | 0
35882 | 0.4 | CBOD5 | 25 | 25 |  | 125.1 | 125.1 | 0 | 30441
35882 | 0.4 | TSS | 90 | 90 |  | 450.36 | 450.36 | 0 | 109587.6
35882 | 0.4 | NH3 | 2 | 8 |  | 10.008 | 40.032 | 0 | 6088.2
22403 | 4 | BOD5* |  |  |  | 0 | 0 | 0 | 0
22403 | 4 | CBOD5* | 15 | 30 |  | 750.6 | 1501.2 | 0 | 273969
22403 | 4 | TSS* | 15 | 30 |  | 750.6 | 1501.2 | 0 | 273969
22403 | 4 | NH3* | 1 | 15 |  | 50.04 | 750.6 | 0 | 97411.2
663 | 0.15 | BOD5 |  |  |  | 0 | 0 | 0 | 0
663 | 0.15 | CBOD5 | 20 | 20 |  | 37.53 | 37.53 | 0 | 9132.3
663 | 0.15 | TSS | 30 | 30 |  | 56.295 | 56.295 | 0 | 13698.45
663 | 0.15 | NH3 | 6 | 6 |  | 11.259 | 11.259 | 0 | 2739.69
21792 | 2.4 | BOD5 |  |  |  | 0 | 0 | 0 | 0
21792 | 2.4 | CBOD5 | 15 | 20 |  | 450.36 | 600.48 | 0 | 127852.2
21792 | 2.4 | TSS | 20 | 30 |  | 600.48 | 900.72 | 0 | 182646
21792 | 2.4 | NH3 | 2 | 10 |  | 60.048 | 300.24 | 0 | 43835.04
44024 | 0.025 | BOD5 |  |  |  | 0 | 0 | 0 | 0
44024 | 0.025 | CBOD5 | 20 | 20 |  | 6.255 | 6.255 | 0 | 1522.05
44024 | 0.025 | TSS | 30 | 30 |  | 9.3825 | 9.3825 | 0 | 2283.075
44024 | 0.025 | NH3 | 4 | 14 |  | 1.251 | 4.3785 | 0 | 684.9225
42072 | 0.079 | BOD5 |  |  |  | 0 | 0 | 0 | 0
42072 | 0.079 | CBOD5 | 10 | 10 |  | 9.8829 | 9.8829 | 0 | 2404.839
42072 | 0.079 | TSS | 15 | 15 |  | 14.8244 | 14.8244 | 0 | 3607.2585
42072 | 0.079 | NH3 | 5 | 10 |  | 4.9414 | 9.8829 | 0 | 1803.6292
48861 | 0.045 | BOD5 |  |  |  | 0 | 0 | 0 | 0
48861 | 0.045 | CBOD5 | 20 | 20 |  | 11.259 | 11.259 | 0 | 2739.69
48861 | 0.045 | TSS | 20 | 20 |  | 11.259 | 11.259 | 0 | 2739.69
48861 | 0.045 | NH3 | 5 | 12 |  | 2.8148 | 6.7554 | 0 | 1164.3682
45934 | 0.045 | BOD5 | 30 | 30 |  | 16.8885 | 16.8885 | 0 | 4109.535
45934 | 0.045 | CBOD5 |  |  |  | 0 | 0 | 0 | 0
45934 | 0.045 | TSS | 90 | 90 |  | 50.6655 | 50.6655 | 0 | 12328.605
45934 | 0.045 | NH3 |  |  |  | 0 | 0 | 0 | 0
47589 | 0.085 | BOD5 | 30 | 30 |  | 31.9005 | 31.9005 | 0 | 7762.455
47589 | 0.085 | CBOD5 |  |  |  | 0 | 0 | 0 | 0
47589 | 0.085 | TSS | 90 | 90 |  | 95.7015 | 95.7015 | 0 | 23287.365
47589 | 0.085 | NH3 |  |  |  | 0 | 0 | 0 | 0
37508 | 0.05 | BOD5 | 30 | 30 |  | 18.765 | 18.765 | 0 | 4566.15
37508 | 0.05 | CBOD5 |  |  |  | 0 | 0 | 0 | 0
37508 | 0.05 | TSS | 90 | 90 |  | 56.295 | 56.295 | 0 | 13698.45
37508 | 0.05 | NH3 |  |  |  | 0 | 0 | 0 | 0
42366 | 0.002 | BOD5 | 10 | 10 |  | 0.2502 | 0.2502 | 0 | 60.882
42366 | 0.002 | CBOD5 |  |  |  | 0 | 0 | 0 | 0
42366 | 0.002 | TSS | 15 | 15 |  | 0.3753 | 0.3753 | 0 | 91.323
42366 | 0.002 | NH3 |  |  |  | 0 | 0 | 0 | 0
20664 | 0.04 | BOD5 | 6 | 6 |  | 3.0024 | 3.0024 | 0 | 730.584
20664 | 0.04 | CBOD5 |  |  |  | 0 | 0 | 0 | 0
20664 | 0.04 | TSS | 15 | 15 |  | 7.506 | 7.506 | 0 | 1826.46
20664 | 0.04 | NH3 |  |  |  | 0 | 0 | 0 | 0
46086 | 0.005 | BOD5 |  |  |  | 0 | 0 | 0 | 0
46086 | 0.005 | CBOD5 | 15 | 15 |  | 0.93825 | 0.93825 | 0 | 228.3075
46086 | 0.005 | TSS | 20 | 20 |  | 1.251 | 1.251 | 0 | 304.41
46086 | 0.005 | NH3 | 5 | 12 |  | 0.31275 | 0.7506 | 0 | 129.3742
41688 | 0.16 | BOD5 |  |  |  | 0 | 0 | 0 | 0
41688 | 0.16 | CBOD5 |  | 30 |  | 0 | 60.048 | 0 | 7305.84
41688 | 0.16 | TSS |  | 90 |  | 0 | 180.144 | 0 | 21917.52
41688 | 0.16 | NH3 |  | 12 |  | 0 | 24.0192 | 0 | 2922.336
22578 | 1.2 | BOD5* |  |  |  | 0 | 0 | 0 | 0
22578 | 1.2 | CBOD5* | 30 | 25 |  | 450.36 | 375.3 | 0 | 100455.3
22578 | 1.2 | TSS* | 30 | 30 |  | 450.36 | 450.36 | 0 | 109587.6
22578 | 1.2 | NH3* | 2 | 2 |  | 30.024 | 30.024 | 0 | 7305.84
22560 | 1.5 | BOD5 |  |  |  | 0 | 0 | 0 | 0
22560 | 1.5 | CBOD5 | 25 | 25 |  | 469.125 | 469.125 | 0 | 114153.75
22560 | 1.5 | TSS | 30 | 30 |  | 562.95 | 562.95 | 0 | 136984.5
22560 | 1.5 | NH3 | 3 | 3 |  | 56.295 | 56.295 | 0 | 13698.45
22586 | 0.8 | BOD5* |  |  |  | 0 | 0 | 0 | 0
22586 | 0.8 | CBOD5* | 30 | 30 |  | 300.24 | 300.24 | 0 | 73058.4
22586 | 0.8 | TSS* | 30 | 30 |  | 300.24 | 300.24 | 0 | 73058.4
22586 | 0.8 | NH3* | 2 | 5 |  | 20.016 | 50.04 | 0 | 8523.48
37885 | 0.01 | BOD5 |  |  |  | 0 | 0 | 0 | 0
37885 | 0.01 | CBOD5 | 20 | 20 |  | 2.502 | 2.502 | 0 | 608.82
37885 | 0.01 | TSS | 20 | 20 |  | 2.502 | 2.502 | 0 | 608.82
37885 | 0.01 | NH3 | 5 | 12 |  | 0.6255 | 1.5012 | 0 | 258.7485
47805 | 0.028 | BOD5 |  |  |  | 0 | 0 | 0 | 0
47805 | 0.028 | CBOD5 | 10 | 10 |  | 3.5028 | 3.5028 | 0 | 852.348
47805 | 0.028 | TSS | 15 | 15 |  | 5.2542 | 5.2542 | 0 | 1278.522
47805 | 0.028 | NH3 | 5 | 10 |  | 1.7514 | 3.5028 | 0 | 639.261
20699 | 0.25 | BOD5 |  |  |  | 0 | 0 | 0 | 0
20699 | 0.25 | CBOD5 | 20 | 20 |  | 62.55 | 62.55 | 0 | 15220.5
20699 | 0.25 | TSS | 20 | 20 |  | 62.55 | 62.55 | 0 | 15220.5
20699 | 0.25 | NH3 | 5 | 12 |  | 15.6375 | 37.53 | 0 | 6468.7125
21571 | 0.84 | BOD5 | 30 | 30 |  | 315.252 | 315.252 | 0 | 76711.32
21571 | 0.84 | CBOD5 |  |  |  | 0 | 0 | 0 | 0
21571 | 0.84 | TSS | 90 | 90 |  | 945.756 | 945.756 | 0 | 230133.96
21571 | 0.84 | NH3 |  |  |  | 0 | 0 | 0 | 0
37541 | 0.035 | BOD5 | 10 | 10 |  | 4.3785 | 4.3785 | 0 | 1065.435
37541 | 0.035 | CBOD5 |  |  |  | 0 | 0 | 0 | 0
37541 | 0.035 | TSS | 15 | 15 |  | 6.5678 | 6.5678 | 0 | 1598.1525
37541 | 0.035 | NH3 |  |  |  | 0 | 0 | 0 | 0
36790 | 0.56 | BOD5 |  |  |  | 0 | 0 | 0 | 0
36790 | 0.56 | CBOD5 | 15 | 15 |  | 105.084 | 105.084 | 0 | 25570.44
36790 | 0.56 | TSS | 15 | 15 |  | 105.084 | 105.084 | 0 | 25570.44
36790 | 0.56 | NH3 | 5 | 6 |  | 35.028 | 42.0336 | 0 | 9375.828
22136 | 0.2 | BOD5 |  |  |  | 0 | 0 | 0 | 0
22136 | 0.2 | CBOD5 | 20 | 20 |  | 50.04 | 50.04 | 0 | 12176.4
22136 | 0.2 | TSS | 20 | 20 |  | 50.04 | 50.04 | 0 | 12176.4
22136 | 0.2 | NH3 | 5 | 12 |  | 12.51 | 30.024 | 0 | 5174.97
20621 | 0.15 | BOD5 |  |  |  | 0 | 0 | 0 | 0
20621 | 0.15 | CBOD5 | 15 | 15 |  | 28.1475 | 28.1475 | 0 | 6849.225
20621 | 0.15 | TSS | 15 | 15 |  | 28.1475 | 28.1475 | 0 | 6849.225
20621 | 0.15 | NH3 | 5 | 11 |  | 9.3825 | 20.6415 | 0 | 3652.92
22802 | 0.03 | BOD5 |  |  |  | 0 | 0 | 0 | 0
22802 | 0.03 | CBOD5 | 10 | 10 |  | 3.753 | 3.753 | 0 | 913.23
22802 | 0.03 | TSS | 15 | 15 |  | 5.6295 | 5.6295 | 0 | 1369.845
22802 | 0.03 | NH3 | 5 | 10 |  | 1.8765 | 3.753 | 0 | 684.9225
| 0.036 | BOD5 | 10 | 30 |  | 4.5036 | 13.5108 | 0 | 2191.752
| 0.036 | CBOD5 |  |  |  | 0 | 0 | 0 | 0
| 0.036 | TSS | 15 | 90 |  | 6.7554 | 40.5324 | 0 | 5753.349
| 0.036 | NH3 |  |  |  | 0 | 0 | 0 | 0
21890 | 0.7 | BOD5 |  |  |  | 0 | 0 | 0 | 0
21890 | 0.7 | CBOD5 | 10 | 10 |  | 87.57 | 87.57 | 0 | 21308.7
21890 | 0.7 | TSS | 15 | 15 |  | 131.355 | 131.355 | 0 | 31963.05
21890 | 0.7 | NH3 | 5 | 8 |  | 43.785 | 70.056 | 0 | 13850.655
37974 | 0.12 | BOD5 |  |  |  | 0 | 0 | 0 | 0
37974 | 0.12 | CBOD5 | 20 | 20 |  | 30.024 | 30.024 | 0 | 7305.84
37974 | 0.12 | TSS | 20 | 20 |  | 30.024 | 30.024 | 0 | 7305.84
37974 | 0.12 | NH3 | 5 | 13 |  | 7.506 | 19.5156 | 0 | 3287.628
41246 | 0.033 | BOD5 | 10 | 10 |  | 4.1283 | 4.1283 | 0 | 1004.553
41246 | 0.033 | CBOD5 |  |  |  | 0 | 0 | 0 | 0
41246 | 0.033 | TSS | 15 | 15 |  | 6.1925 | 6.1925 | 0 | 1506.8295
41246 | 0.033 | NH3 |  |  |  | 0 | 0 | 0 | 0
34002 | 1 | BOD5 |  |  |  | 0 | 0 | 0 | 0
34002 | 1 | CBOD5 | 10 | 10 |  | 125.1 | 125.1 | 0 | 30441
34002 | 1 | TSS | 15 | 15 |  | 187.65 | 187.65 | 0 | 45661.5
34002 | 1 | NH3 | 5 | 10 |  | 62.55 | 125.1 | 0 | 22830.75
| 0.011 | BOD5 | 10 | 10 |  | 1.3761 | 1.3761 | 0 | 334.851
| 0.011 | CBOD5 |  |  |  | 0 | 0 | 0 | 0
| 0.011 | TSS | 15 | 15 |  | 2.0642 | 2.0642 | 0 | 502.2765
| 0.011 | NH3 |  |  |  | 0 | 0 | 0 | 0
35955 | 0.02 | BOD5 |  |  |  | 0 | 0 | 0 | 0
35955 | 0.02 | CBOD5 | 10 | 10 |  | 2.502 | 2.502 | 0 | 608.82
35955 | 0.02 | TSS | 15 | 15 |  | 3.753 | 3.753 | 0 | 913.23
35955 | 0.02 | NH3 | 5 | 10 |  | 1.251 | 2.502 | 0 | 456.615
| 0.05 | BOD5* | 30 |  |  | 18.765 | 0 | 0 | 2283.075
| 0.05 | CBOD5* |  |  |  | 0 | 0 | 0 | 0
| 0.05 | TSS* | 90 |  |  | 56.295 | 0 | 0 | 6849.225
| 0.05 | NH3* |  |  |  | 0 | 0 | 0 | 0
20591 | 0.002 | BOD5 | 30 | 30 |  | 0.7506 | 0.7506 | 0 | 182.646
20591 | 0.002 | CBOD5 |  |  |  | 0 | 0 | 0 | 0
20591 | 0.002 | TSS | 30 | 30 |  | 0.7506 | 0.7506 | 0 | 182.646
20591 | 0.002 | NH3 |  |  |  | 0 | 0 | 0 | 0
20541 | 0.001 | BOD5 | 30 | 30 |  | 0.3753 | 0.3753 | 0 | 91.323
20541 | 0.001 | CBOD5 |  |  |  | 0 | 0 | 0 | 0
20541 | 0.001 | TSS | 30 | 30 |  | 0.3753 | 0.3753 | 0 | 91.323
20541 | 0.001 | NH3 |  |  |  | 0 | 0 | 0 | 0
37052 | 0.027 | BOD5 | 30 | 30 |  | 10.1331 | 10.1331 | 0 | 2465.721
37052 | 0.027 | CBOD5 |  |  |  | 0 | 0 | 0 | 0
37052 | 0.027 | TSS | 30 | 30 |  | 10.1331 | 10.1331 | 0 | 2465.721
37052 | 0.027 | NH3 |  |  |  | 0 | 0 | 0 | 0
37028 | 0.573 | BOD5 | 10 | 10 |  | 71.6823 | 71.6823 | 0 | 17442.693
37028 | 0.573 | CBOD5 |  |  |  | 0 | 0 | 0 | 0
37028 | 0.573 | TSS | 15 | 15 |  | 107.5234 | 107.5234 | 0 | 26164.0395
37028 | 0.573 | NH3 |  |  |  | 0 | 0 | 0 | 0
44237 | 0.027 | BOD5* |  | 30 |  | 0 | 10.1331 | 0 | 1232.8605
44237 | 0.027 | CBOD5* |  |  |  | 0 | 0 | 0 | 0
44237 | 0.027 | TSS* |  | 90 |  | 0 | 30.3993 | 0 | 3698.5815
44237 | 0.027 | NH3* |  |  |  | 0 | 0 | 0 | 0
44385 | 0.03 | BOD5 |  |  |  | 0 | 0 | 0 | 0
44385 | 0.03 | CBOD5 | 15 | 15 |  | 5.6295 | 5.6295 | 0 | 1369.845
44385 | 0.03 | TSS | 15 | 15 |  | 5.6295 | 5.6295 | 0 | 1369.845
44385 | 0.03 | NH3 | 4 | 12 |  | 1.5012 | 4.5036 | 0 | 730.584
21661 | 1.8 | BOD5 |  |  |  | 0 | 0 | 0 | 0
21661 | 1.8 | CBOD5 | 10 | 10 |  | 225.18 | 225.18 | 0 | 54793.8
21661 | 1.8 | TSS | 15 | 15 |  | 337.77 | 337.77 | 0 | 82190.7
21661 | 1.8 | NH3 | 8 | 8 |  | 180.144 | 180.144 | 0 | 43835.04
35432 | 0.022 | BOD5 | 10 | 10 |  | 2.7522 | 2.7522 | 0 | 669.702
35432 | 0.022 | CBOD5 |  |  |  | 0 | 0 | 0 | 0
35432 | 0.022 | TSS | 15 | 15 |  | 4.1283 | 4.1283 | 0 | 1004.553
35432 | 0.022 | NH3 |  |  |  | 0 | 0 | 0 | 0
45411 | 0.27 | BOD5 | 30 | 30 |  | 101.331 | 101.331 | 0 | 24657.21
45411 | 0.27 | CBOD5 |  |  |  | 0 | 0 | 0 | 0
45411 | 0.27 | TSS | 30 | 30 |  | 101.331 | 101.331 | 0 | 24657.21
45411 | 0.27 | NH3 |  |  |  | 0 | 0 | 0 | 0
47457 | 0.004 | BOD5 |  |  |  | 0 | 0 | 0 | 0
47457 | 0.004 | CBOD5 | 15 | 20 |  | 0.7506 | 1.0008 | 0 | 213.087
47457 | 0.004 | TSS | 20 | 20 |  | 1.0008 | 1.0008 | 0 | 243.528
47457 | 0.004 | NH3 | 6 | 12 |  | 0.30024 | 0.60048 | 0 | 109.5876
| 0.012 | BOD5 |  |  |  | 0 | 0 | 0 | 0
| 0.012 | CBOD5 | 15 | 20 |  | 2.2518 | 3.0024 | 0 | 639.261
| 0.012 | TSS | 20 | 20 |  | 3.0024 | 3.0024 | 0 | 730.584
| 0.012 | NH3 | 6 | 12 |  | 0.90072 | 1.8014 | 0 | 328.7628
45942 | 0.001 | BOD5 |  |  |  | 0 | 0 | 0 | 0
45942 | 0.001 | CBOD5 | 20 | 20 |  | 0.2502 | 0.2502 | 0 | 60.882
45942 | 0.001 | TSS | 20 | 20 |  | 0.2502 | 0.2502 | 0 | 60.882
45942 | 0.001 | NH3 | 5 | 12 |  | 0.06255 | 0.15012 | 0 | 25.8748
34606 | 0.25 | BOD5 | 30 | 30 |  | 93.825 | 93.825 | 0 | 22830.75
34606 | 0.25 | CBOD5 |  |  |  | 0 | 0 | 0 | 0
34606 | 0.25 | TSS | 30 | 30 |  | 93.825 | 93.825 | 0 | 22830.75
34606 | 0.25 | NH3 |  |  |  | 0 | 0 | 0 | 0
38211 | 0.112 | BOD5 |  |  |  | 0 | 0 | 0 | 0
38211 | 0.112 | CBOD5 | 20 | 20 |  | 28.0224 | 28.0224 | 0 | 6818.784
38211 | 0.112 | TSS | 20 | 20 |  | 28.0224 | 28.0224 | 0 | 6818.784
38211 | 0.112 | NH3 | 5 | 12 |  | 7.0056 | 16.8134 | 0 | 2897.9832
44113 | 0.01 | BOD5 |  |  |  | 0 | 0 | 0 | 0
44113 | 0.01 | CBOD5 |  | 20 |  | 0 | 2.502 | 0 | 304.41
44113 | 0.01 | TSS |  | 20 |  | 0 | 2.502 | 0 | 304.41
44113 | 0.01 | NH3 |  | 10 |  | 0 | 1.251 | 0 | 152.205
22365 | 3.2 | BOD5 |  |  |  | 0 | 0 | 0 | 0
22365 | 3.2 | CBOD5 | 20 | 20 |  | 800.64 | 800.64 | 0 | 194822.4
22365 | 3.2 | TSS | 20 | 20 |  | 800.64 | 800.64 | 0 | 194822.4
22365 | 3.2 | NH3 | 5 | 5 |  | 200.16 | 200.16 | 0 | 48705.6
45535 | 0.014 | BOD5 |  |  |  | 0 | 0 | 0 | 0
45535 | 0.014 | CBOD5 | 20 | 20 |  | 3.5028 | 3.5028 | 0 | 852.348
45535 | 0.014 | TSS | 30 | 30 |  | 5.2542 | 5.2542 | 0 | 1278.522
45535 | 0.014 | NH3 | 4 | 12 |  | 0.70056 | 2.1017 | 0 | 340.9392
44717 | 0.007 | BOD5 | 30 | 30 |  | 2.6271 | 2.6271 | 0 | 639.261
44717 | 0.007 | CBOD5 |  |  |  | 0 | 0 | 0 | 0
44717 | 0.007 | TSS | 30 | 30 |  | 2.6271 | 2.6271 | 0 | 639.261
44717 | 0.007 | NH3 |  |  |  | 0 | 0 | 0 | 0
48275 | 0.041 | BOD5 |  |  |  | 0 | 0 | 0 | 0
48275 | 0.041 | CBOD5 | 10 | 10 |  | 5.1291 | 5.1291 | 0 | 1248.081
48275 | 0.041 | TSS | 15 | 15 |  | 7.6936 | 7.6936 | 0 | 1872.1215
48275 | 0.041 | NH3 | 5 | 10 |  | 2.5646 | 5.1291 | 0 | 936.0607
46787 | 0.065 | BOD5 |  |  |  | 0 | 0 | 0 | 0
46787 | 0.065 | CBOD5 | 10 | 10 |  | 8.1315 | 8.1315 | 0 | 1978.665
46787 | 0.065 | TSS | 15 | 15 |  | 12.1973 | 12.1973 | 0 | 2967.9975
46787 | 0.065 | NH3 | 5 | 5 |  | 4.0658 | 4.0658 | 0 | 989.3325
41149 | 0.5 | BOD5 |  |  |  | 0 | 0 | 0 | 0
41149 | 0.5 | CBOD5 | 10 | 10 |  | 62.55 | 62.55 | 0 | 15220.5
41149 | 0.5 | TSS | 15 | 15 |  | 93.825 | 93.825 | 0 | 22830.75
41149 | 0.5 | NH3 | 2 | 6 |  | 12.51 | 37.53 | 0 | 6088.2
45438 | 0.015 | BOD5 |  |  |  | 0 | 0 | 0 | 0
45438 | 0.015 | CBOD5 | 10 | 10 |  | 1.8765 | 1.8765 | 0 | 456.615
45438 | 0.015 | TSS | 15 | 15 |  | 2.8148 | 2.8148 | 0 | 684.9225
45438 | 0.015 | NH3 | 5 | 10 |  | 0.93825 | 1.8765 | 0 | 342.4613
48224 | 0.3 | BOD5 | 30 | 30 |  | 112.59 | 112.59 | 0 | 27396.9
48224 | 0.3 | CBOD5 |  |  |  | 0 | 0 | 0 | 0
48224 | 0.3 | TSS | 90 | 90 |  | 337.77 | 337.77 | 0 | 82190.7
48224 | 0.3 | NH3 |  |  |  | 0 | 0 | 0 | 0
20028 | 0.15 | BOD5 |  |  |  | 0 | 0 | 0 | 0
20028 | 0.15 | CBOD5 | 15 | 15 |  | 28.1475 | 28.1475 | 0 | 6849.225
20028 | 0.15 | TSS | 15 | 15 |  | 28.1475 | 28.1475 | 0 | 6849.225
20028 | 0.15 | NH3 | 4 | 11 |  | 7.506 | 20.6415 | 0 | 3424.6125
48267 | 1.7 | BOD5 |  |  |  | 0 | 0 | 0 | 0
48267 | 1.7 | CBOD5 | 25 | 25 |  | 531.675 | 531.675 | 0 | 129374.25
48267 | 1.7 | TSS | 30 | 30 |  | 638.01 | 638.01 | 0 | 155249.1
48267 | 1.7 | NH3 | 15 | 15 |  | 319.005 | 319.005 | 0 | 77624.55
33740 | 0.5 | BOD5 |  |  |  | 0 | 0 | 0 | 0
33740 | 0.5 | CBOD5 | 10 | 20 |  | 62.55 | 125.1 | 0 | 22830.75
33740 | 0.5 | TSS | 15 | 20 |  | 93.825 | 125.1 | 0 | 26635.875
33740 | 0.5 | NH3 | 4 | 12 |  | 25.02 | 75.06 | 0 | 12176.4
44059 | 0.002 | BOD5 |  | 30 |  | 0 | 0.7506 | 0 | 91.323
44059 | 0.002 | CBOD5 | 25 |  |  | 0.6255 | 0 | 0 | 76.1025
44059 | 0.002 | TSS | 90 | 90 |  | 2.2518 | 2.2518 | 0 | 547.938
44059 | 0.002 | NH3 | 5 |  |  | 0.1251 | 0 | 0 | 15.2205
33715 | 0.09 | BOD5 |  |  |  | 0 | 0 | 0 | 0
33715 | 0.09 | CBOD5 | 15 | 20 |  | 16.8885 | 22.518 | 0 | 4794.4575
33715 | 0.09 | TSS | 20 | 30 |  | 22.518 | 33.777 | 0 | 6849.225
33715 | 0.09 | NH3 | 6 | 12 |  | 6.7554 | 13.5108 | 0 | 2465.721
45284 | 0.02 | BOD5 |  |  |  | 0 | 0 | 0 | 0
45284 | 0.02 | CBOD5 | 10 | 10 |  | 2.502 | 2.502 | 0 | 608.82
45284 | 0.02 | TSS | 15 | 15 |  | 3.753 | 3.753 | 0 | 913.23
45284 | 0.02 | NH3 | 5 | 10 |  | 1.251 | 2.502 | 0 | 456.615
| 0.022 | BOD5 |  |  |  | 0 | 0 | 0 | 0
| 0.022 | CBOD5 | 10 | 10 |  | 2.7522 | 2.7522 | 0 | 669.702
| 0.022 | TSS | 15 | 15 |  | 4.1283 | 4.1283 | 0 | 1004.553
| 0.022 | NH3 | 5 | 10 |  | 1.3761 | 2.7522 | 0 | 502.2765
20648 | 0.033 | BOD5 | 10 | 10 |  | 4.1283 | 4.1283 | 0 | 1004.553
20648 | 0.033 | CBOD5 |  |  |  | 0 | 0 | 0 | 0
20648 | 0.033 | TSS | 15 | 15 |  | 6.1925 | 6.1925 | 0 | 1506.8295
20648 | 0.033 | NH3 |  |  |  | 0 | 0 | 0 | 0
40266 | 0.12 | BOD5 |  |  |  | 0 | 0 | 0 | 0
40266 | 0.12 | CBOD5 | 10 | 10 |  | 15.012 | 15.012 | 0 | 3652.92
40266 | 0.12 | TSS | 15 | 15 |  | 22.518 | 22.518 | 0 | 5479.38
40266 | 0.12 | NH3 | 4 | 10 |  | 6.0048 | 15.012 | 0 | 2557.044
40266 | 0.033 | BOD5 |  |  |  | 0 | 0 | 0 | 0
40266 | 0.033 | CBOD5 | 15 | 15 |  | 6.1925 | 6.1925 | 0 | 1506.8295
40266 | 0.033 | TSS | 15 | 15 |  | 6.1925 | 6.1925 | 0 | 1506.8295
40266 | 0.033 | NH3 | 4 | 11 |  | 1.6513 | 4.5411 | 0 | 753.4148
22110 | 0.45 | BOD5* |  |  |  | 0 | 0 | 0 | 0
22110 | 0.45 | CBOD5* | 10 | 10 |  | 56.295 | 56.295 | 0 | 13698.45
22110 | 0.45 | TSS* | 15 | 15 |  | 84.4425 | 84.4425 | 0 | 20547.675
22110 | 0.45 | NH3* | 3 | 5 |  | 16.8885 | 28.1475 | 0 | 5479.38
| 1 | BOD5 |  |  |  | 0 | 0 | 0 | 0
| 1 | CBOD5 | 10 | 10 |  | 125.1 | 125.1 | 0 | 30441
| 1 | TSS | 15 | 15 |  | 187.65 | 187.65 | 0 | 45661.5
| 1 | NH3 | 1.5 | 9 |  | 18.765 | 112.59 | 0 | 15981.525
46990 | 0.006 | BOD5 |  |  |  | 0 | 0 | 0 | 0
46990 | 0.006 | CBOD5 | 15 | 20 |  | 1.1259 | 1.5012 | 0 | 319.6305
46990 | 0.006 | TSS | 20 | 20 |  | 1.5012 | 1.5012 | 0 | 365.292
46990 | 0.006 | NH3 | 6 | 12 |  | 0.45036 | 0.90072 | 0 | 164.3814
41289 | 0.009 | BOD5* | 20 | 30 |  | 2.2518 | 3.3777 | 0 | 684.9225
41289 | 0.009 | CBOD5* |  |  |  | 0 | 0 | 0 | 0
41289 | 0.009 | TSS* | 20 | 30 |  | 2.2518 | 3.3777 | 0 | 684.9225
41289 | 0.009 | NH3* |  |  |  | 0 | 0 | 0 | 0
45608 | 0.6 | BOD5 |  |  |  | 0 | 0 | 0 | 0
45608 | 0.6 | CBOD5 | 10 | 10 |  | 75.06 | 75.06 | 0 | 18264.6
45608 | 0.6 | TSS | 15 | 15 |  | 112.59 | 112.59 | 0 | 27396.9
45608 | 0.6 | NH3 | 7 | 8 |  | 52.542 | 60.048 | 0 | 13698.45
48585 | 0.3 | BOD5 |  |  |  | 0 | 0 | 0 | 0
48585 | 0.3 | CBOD5 | 10 | 10 |  | 37.53 | 37.53 | 0 | 9132.3
48585 | 0.3 | TSS | 15 | 15 |  | 56.295 | 56.295 | 0 | 13698.45
48585 | 0.3 | NH3 | 3 | 6 |  | 11.259 | 22.518 | 0 | 4109.535
41882 | 0.049 | BOD5 |  |  |  | 0 | 0 | 0 | 0
41882 | 0.049 | CBOD5 | 10 | 20 |  | 6.1299 | 12.2598 | 0 | 2237.4135
41882 | 0.049 | TSS | 15 | 20 |  | 9.1949 | 12.2598 | 0 | 2610.3158
41882 | 0.049 | NH3 | 6 | 12 |  | 3.6779 | 7.3559 | 0 | 1342.4481
| 0.07 | BOD5 |  |  |  | 0 | 0 | 0 | 0
| 0.07 | CBOD5 | 15 | 15 |  | 13.1355 | 13.1355 | 0 | 3196.305
| 0.07 | TSS | 20 | 20 |  | 17.514 | 17.514 | 0 | 4261.74
| 0.07 | NH3 | 5 | 12 |  | 4.3785 | 10.5084 | 0 | 1811.2395
37320 | 0.036 | BOD5 |  |  |  | 0 | 0 | 0 | 0
37320 | 0.036 | CBOD5 | 10 | 10 |  | 4.5036 | 4.5036 | 0 | 1095.876
37320 | 0.036 | TSS | 15 | 15 |  | 6.7554 | 6.7554 | 0 | 1643.814
37320 | 0.036 | NH3 | 5 | 10 |  | 2.2518 | 4.5036 | 0 | 821.907
40461 | 0.015 | BOD5 |  |  |  | 0 | 0 | 0 | 0
40461 | 0.015 | CBOD5 | 10 | 10 |  | 1.8765 | 1.8765 | 0 | 456.615
40461 | 0.015 | TSS | 15 | 15 |  | 2.8148 | 2.8148 | 0 | 684.9225
40461 | 0.015 | NH3 | 9 | 15 |  | 1.6888 | 2.8148 | 0 | 547.938
698 | 0.006 | BOD5 |  |  |  | 0 | 0 | 0 | 0
698 | 0.006 | CBOD5 | 10 | 10 |  | 0.7506 | 0.7506 | 0 | 182.646
698 | 0.006 | TSS | 15 | 15 |  | 1.1259 | 1.1259 | 0 | 273.969
698 | 0.006 | NH3 | 5 | 10 |  | 0.3753 | 0.7506 | 0 | 136.9845
33791 | 0.5 | BOD5 |  |  |  | 0 | 0 | 0 | 0
33791 | 0.5 | CBOD5 | 15 | 15 |  | 93.825 | 93.825 | 0 | 22830.75
33791 | 0.5 | TSS | 20 | 20 |  | 125.1 | 125.1 | 0 | 30441
33791 | 0.5 | NH3 | 5 | 9 |  | 31.275 | 56.295 | 0 | 10654.35
43303 | 0.005 | BOD5 |  |  |  | 0 | 0 | 0 | 0
21393 | 0.15 | CBOD5 |  |  |  | 0 | 0 | 0 | 0
43303 | 0.005 | CBOD5 | 10 | 10 |  | 0.6255 | 0.6255 | 0 | 152.205
43303 | 0.005 | TSS | 15 | 15 |  | 0.93825 | 0.93825 | 0 | 228.3075
43303 | 0.005 | NH3 | 5 | 5 |  | 0.31275 | 0.31275 | 0 | 76.1025
21393 | 0.15 | BOD5 |  |  |  | 0 | 0 | 0 | 0
21393 | 0.15 | CBOD5 | 20 | 20 |  | 37.53 | 37.53 | 0 | 9132.3
21393 | 0.15 | TSS | 20 | 20 |  | 37.53 | 37.53 | 0 | 9132.3
21393 | 0.15 | NH3 | 4 | 12 |  | 7.506 | 22.518 | 0 | 3652.92
39063 | 0.16 | BOD5 |  | 30 |  | 0 | 60.048 | 0 | 7305.84
39063 | 0.16 | CBOD5 |  |  |  | 0 | 0 | 0 | 0
39063 | 0.16 | TSS |  | 30 |  | 0 | 60.048 | 0 | 7305.84
39063 | 0.16 | NH3 |  |  |  | 0 | 0 | 0 | 0
41343 | 0.006 | BOD5 |  |  |  | 0 | 0 | 0 | 0
41343 | 0.006 | CBOD5 | 10 | 10 |  | 0.7506 | 0.7506 | 0 | 182.646
41343 | 0.006 | TSS | 15 | 15 |  | 1.1259 | 1.1259 | 0 | 273.969
41343 | 0.006 | NH3 | 5 | 5 |  | 0.3753 | 0.3753 | 0 | 91.323
48721 | 0.001 | BOD5 | 30 | 30 |  | 0.3753 | 0.3753 | 0 | 91.323
48721 | 0.001 | CBOD5 |  |  |  | 0 | 0 | 0 | 0
48721 | 0.001 | TSS | 30 | 30 |  | 0.3753 | 0.3753 | 0 | 91.323
48721 | 0.001 | NH3 |  |  |  | 0 | 0 | 0 | 0
45969 | 0.001 | BOD5 | 30 | 30 |  | 0.3753 | 0.3753 | 0 | 91.323
45969 | 0.001 | CBOD5 |  |  |  | 0 | 0 | 0 | 0
45969 | 0.001 | TSS | 30 | 30 |  | 0.3753 | 0.3753 | 0 | 91.323
45969 | 0.001 | NH3 |  |  |  | 0 | 0 | 0 | 0
38717 | 0.08 | BOD5 |  |  |  | 0 | 0 | 0 | 0
38717 | 0.08 | CBOD5 |  | 30 |  | 0 | 30.024 | 0 | 3652.92
38717 | 0.08 | TSS |  | 90 |  | 0 | 90.072 | 0 | 10958.76
38717 | 0.08 | NH3 |  | 12 |  | 0 | 12.0096 | 0 | 1461.168
41050 | 0.009 | BOD5 |  |  |  | 0 | 0 | 0 | 0
41050 | 0.009 | CBOD5 | 10 | 10 |  | 1.1259 | 1.1259 | 0 | 273.969
41050 | 0.009 | TSS | 15 | 15 |  | 1.6888 | 1.6888 | 0 | 410.9535
41050 | 0.009 | NH3 | 5 | 5 |  | 0.56295 | 0.56295 | 0 | 136.9845
40983 | 0.008 | BOD5 | 30 | 30 |  | 3.0024 | 3.0024 | 0 | 730.584
40983 | 0.008 | CBOD5 |  |  |  | 0 | 0 | 0 | 0
40983 | 0.008 | TSS | 30 | 30 |  | 3.0024 | 3.0024 | 0 | 730.584
40983 | 0.008 | NH3 |  |  |  | 0 | 0 | 0 | 0
21644 | 0.7 | BOD5 | 30 | 30 |  | 262.71 | 262.71 | 0 | 63926.1
21644 | 0.7 | CBOD5 |  |  |  | 0 | 0 | 0 | 0
21644 | 0.7 | TSS | 30 | 30 |  | 262.71 | 262.71 | 0 | 63926.1
21644 | 0.7 | NH3 |  |  |  | 0 | 0 | 0 | 0
22187 | 2 | BOD5 |  |  |  | 0 | 0 | 0 | 0
22187 | 2 | CBOD5 | 10 | 10 |  | 250.2 | 250.2 | 0 | 60882
22187 | 2 | TSS | 15 | 15 |  | 375.3 | 375.3 | 0 | 91323
22187 | 2 | NH3 | 6 | 6 |  | 150.12 | 150.12 | 0 | 36529.2
48836 | 1 | BOD5 |  |  |  | 0 | 0 | 0 | 0
48836 | 1 | CBOD5 | 10 | 20 |  | 125.1 | 250.2 | 0 | 45661.5
48836 | 1 | TSS | 15 | 20 |  | 187.65 | 250.2 | 0 | 53271.75
48836 | 1 | NH3 | 1 | 10 |  | 12.51 | 125.1 | 0 | 16742.55
48747 | 1.5 | BOD5* |  |  |  | 0 | 0 | 0 | 0
48747 | 1.5 | CBOD5* | 10 | 10 |  | 187.65 | 187.65 | 0 | 45661.5
48747 | 1.5 | TSS* | 15 | 15 |  | 281.475 | 281.475 | 0 | 68492.25
48747 | 1.5 | NH3* | 1 | 5 |  | 18.765 | 93.825 | 0 | 13698.45
48526 | 0.023 | BOD5 |  |  |  | 0 | 0 | 0 | 0
48526 | 0.023 | CBOD5 | 10 | 10 |  | 2.8773 | 2.8773 | 0 | 700.143
48526 | 0.023 | TSS | 15 | 15 |  | 4.3159 | 4.3159 | 0 | 1050.2145
48526 | 0.023 | NH3 | 5 | 10 |  | 1.4386 | 2.8773 | 0 | 525.1073
47686 | 0.15 | BOD5 | 30 | 30 |  | 56.295 | 56.295 | 0 | 13698.45
47686 | 0.15 | CBOD5 |  |  |  | 0 | 0 | 0 | 0
47686 | 0.15 | TSS | 90 | 90 |  | 168.885 | 168.885 | 0 | 41095.35
47686 | 0.15 | NH3 |  |  |  | 0 | 0 | 0 | 0
40789 | 0.009 | BOD5 |  |  |  | 0 | 0 | 0 | 0
40789 | 0.009 | CBOD5 | 10 | 10 |  | 1.1259 | 1.1259 | 0 | 273.969
40789 | 0.009 | TSS | 15 | 15 |  | 1.6888 | 1.6888 | 0 | 410.9535
40789 | 0.009 | NH3 | 10 | 10 |  | 1.1259 | 1.1259 | 0 | 273.969
41891 | 0 | BOD5 |  |  |  | 0 | 0 | 0 | 0
41891 | 0 | CBOD5 | 15 | 20 |  | 0 | 0 | 0 | 0
41891 | 0 | TSS | 20 | 20 |  | 0 | 0 | 0 | 0
41891 | 0 | NH3 | 6 | 12 |  | 0 | 0 | 0 | 0
48208 | 0.012 | BOD5 |  |  |  | 0 | 0 | 0 | 0
48208 | 0.012 | CBOD5 | 15 | 20 |  | 2.2518 | 3.0024 | 0 | 639.261
48208 | 0.012 | TSS | 20 | 20 |  | 3.0024 | 3.0024 | 0 | 730.584
48208 | 0.012 | NH3 | 6 | 12 |  | 0.90072 | 1.8014 | 0 | 328.7628
44776 | 0.016 | BOD5 |  | 20 |  | 0 | 4.0032 | 0 | 487.056
44776 | 0.016 | CBOD5 | 20 |  |  | 4.0032 | 0 | 0 | 487.056
44776 | 0.016 | TSS | 20 | 20 |  | 4.0032 | 4.0032 | 0 | 974.112
44776 | 0.016 | NH3 | 5 |  |  | 1.0008 | 0 | 0 | 121.764
42129 | 0.015 | BOD5 |  |  |  | 0 | 0 | 0 | 0
42129 | 0.015 | CBOD5 | 10 | 10 |  | 1.8765 | 1.8765 | 0 | 456.615
42129 | 0.015 | TSS | 15 | 15 |  | 2.8148 | 2.8148 | 0 | 684.9225
42129 | 0.015 | NH3 | 5 | 5 |  | 0.93825 | 0.93825 | 0 | 228.3075
43192 | 0.1 | BOD5 |  | 30 |  | 0 | 37.53 | 0 | 4566.15
43192 | 0.1 | CBOD5 |  |  |  | 0 | 0 | 0 | 0
43192 | 0.1 | TSS |  | 90 |  | 0 | 112.59 | 0 | 13698.45
43192 | 0.1 | NH3 |  |  |  | 0 | 0 | 0 | 0
46906 | 0.003 | BOD5 |  |  |  | 0 | 0 | 0 | 0
46906 | 0.003 | CBOD5 | 15 | 20 |  | 0.56295 | 0.7506 | 0 | 159.8152
46906 | 0.003 | TSS | 20 | 20 |  | 0.7506 | 0.7506 | 0 | 182.646
46906 | 0.003 | NH3 | 6 | 12 |  | 0.22518 | 0.45036 | 0 | 82.1907
41416 | 0.012 | BOD5 |  |  |  | 0 | 0 | 0 | 0
41416 | 0.012 | CBOD5 | 10 | 10 |  | 1.5012 | 1.5012 | 0 | 365.292
41416 | 0.012 | TSS | 15 | 15 |  | 2.2518 | 2.2518 | 0 | 547.938
41416 | 0.012 | NH3 | 5 | 10 |  | 0.7506 | 1.5012 | 0 | 273.969
43699 | 0.005 | BOD5 |  | 30 |  | 0 | 1.8765 | 0 | 228.3075
43699 | 0.005 | CBOD5 | 25 |  |  | 1.5637 | 0 | 0 | 190.2562
43699 | 0.005 | TSS | 30 | 30 |  | 1.8765 | 1.8765 | 0 | 456.615
43699 | 0.005 | NH3 | 10 |  |  | 0.6255 | 0 | 0 | 76.1025
44997 | 0.005 | BOD5 |  |  |  | 0 | 0 | 0 | 0
44997 | 0.005 | CBOD5 | 15 | 20 |  | 0.93825 | 1.251 | 0 | 266.3587
44997 | 0.005 | TSS | 20 | 20 |  | 1.251 | 1.251 | 0 | 304.41
44997 | 0.005 | NH3 | 6 | 12 |  | 0.3753 | 0.7506 | 0 | 136.9845
43729 | 0.015 | BOD5 |  |  |  | 0 | 0 | 0 | 0
43729 | 0.015 | CBOD5 | 25 | 25 |  | 4.6913 | 4.6913 | 0 | 1141.5375
43729 | 0.015 | TSS | 20 | 20 |  | 3.753 | 3.753 | 0 | 913.23
43729 | 0.015 | NH3 | 1 | 1 |  | 0.18765 | 0.18765 | 0 | 45.6615
33359 | 6 | BOD5 |  |  |  | 0 | 0 | 0 | 0
33359 | 6 | CBOD5 | 10 | 10 |  | 750.6 | 750.6 | 0 | 182646
33359 | 6 | TSS | 15 | 15 |  | 1125.9 | 1125.9 | 0 | 273969
33359 | 6 | NH3 | 10 | 10 |  | 750.6 | 750.6 | 0 | 182646
33359 | 6 | BOD5 | 10 | 10 |  | 750.6 | 750.6 | 0 | 182646
33359 | 6 | CBOD5 |  |  |  | 0 | 0 | 0 | 0
33359 | 6 | TSS | 15 | 15 |  | 1125.9 | 1125.9 | 0 | 273969
33359 | 6 | NH3 |  |  |  | 0 | 0 | 0 | 0
47279 | 6.4 | BOD5 | 30 | 30 |  | 2401.92 | 2401.92 | 0 | 584467.2
47279 | 6.4 | CBOD5 |  |  |  | 0 | 0 | 0 | 0
47279 | 6.4 | TSS | 90 | 90 |  | 7205.76 | 7205.76 | 0 | 1753401.6
47279 | 6.4 | NH3 |  |  |  | 0 | 0 | 0 | 0
33979 | 0.89 | BOD5 | 30 | 30 |  | 334.017 | 334.017 | 0 | 81277.47
33979 | 0.89 | CBOD5 |  |  |  | 0 | 0 | 0 | 0
33979 | 0.89 | TSS | 90 | 90 |  | 1002.051 | 1002.051 | 0 | 243832.41
33979 | 0.89 | NH3 |  |  |  | 0 | 0 | 0 | 0
| 0.002 | BOD5 |  |  |  | 0 | 0 | 0 | 0
| 0.002 | CBOD5 | 10 | 10 |  | 0.2502 | 0.2502 | 0 | 60.882
| 0.002 | TSS | 15 | 15 |  | 0.3753 | 0.3753 | 0 | 91.323
| 0.002 | NH3 | 10 | 10 |  | 0.2502 | 0.2502 | 0 | 60.882
33545 | 0.25 | BOD5 | 30 | 30 |  | 93.825 | 93.825 | 0 | 22830.75
33545 | 0.25 | CBOD5 |  |  |  | 0 | 0 | 0 | 0
33545 | 0.25 | TSS | 30 | 30 |  | 93.825 | 93.825 | 0 | 22830.75
33545 | 0.25 | NH3 |  |  |  | 0 | 0 | 0 | 0
33391 | 0.23 | BOD5 |  |  |  | 0 | 0 | 0 | 0
33391 | 0.23 | CBOD5 | 20 | 20 |  | 57.546 | 57.546 | 0 | 14002.86
33391 | 0.23 | TSS | 20 | 20 |  | 57.546 | 57.546 | 0 | 14002.86
33391 | 0.23 | NH3 | 4 | 10 |  | 11.5092 | 28.773 | 0 | 4901.001
42382 | 0.007 | BOD5 |  |  |  | 0 | 0 | 0 | 0
42382 | 0.007 | CBOD5 | 20 | 20 |  | 1.7514 | 1.7514 | 0 | 426.174
42382 | 0.007 | TSS | 20 | 20 |  | 1.7514 | 1.7514 | 0 | 426.174
42382 | 0.007 | NH3 | 5 | 12 |  | 0.43785 | 1.0508 | 0 | 181.124
41963 | 0.002 | BOD5 | 10 | 10 |  | 0.2502 | 0.2502 | 0 | 60.882
41963 | 0.002 | CBOD5 |  |  |  | 0 | 0 | 0 | 0
41963 | 0.002 | TSS | 15 | 15 |  | 0.3753 | 0.3753 | 0 | 91.323
41963 | 0.002 | NH3 |  |  |  | 0 | 0 | 0 | 0
40118 | 0.005 | BOD5 |  |  |  | 0 | 0 | 0 | 0
40118 | 0.005 | CBOD5 | 10 | 10 |  | 0.6255 | 0.6255 | 0 | 152.205
40118 | 0.005 | TSS | 15 | 15 |  | 0.93825 | 0.93825 | 0 | 228.3075
40118 | 0.005 | NH3 | 5 | 10 |  | 0.31275 | 0.6255 | 0 | 114.1538
36382 | 0.018 | BOD5 |  |  |  | 0 | 0 | 0 | 0
36382 | 0.018 | CBOD5 | 20 | 20 |  | 4.5036 | 4.5036 | 0 | 1095.876
36382 | 0.018 | TSS | 30 | 30 |  | 6.7554 | 6.7554 | 0 | 1643.814
36382 | 0.018 | NH3 | 5 | 12 |  | 1.1259 | 2.7022 | 0 | 465.7473
44202 | 0.008 | BOD5 |  |  |  | 0 | 0 | 0 | 0
44202 | 0.008 | CBOD5 | 10 | 10 |  | 1.0008 | 1.0008 | 0 | 243.528
44202 | 0.008 | TSS | 15 | 15 |  | 1.5012 | 1.5012 | 0 | 365.292
44202 | 0.008 | NH3 | 5 | 10 |  | 0.5004 | 1.0008 | 0 | 182.646
44636 | 0.09 | BOD5 |  |  |  | 0 | 0 | 0 | 0
44636 | 0.09 | CBOD5 | 20 | 20 |  | 22.518 | 22.518 | 0 | 5479.38
44636 | 0.09 | TSS | 20 | 20 |  | 22.518 | 22.518 | 0 | 5479.38
44636 | 0.09 | NH3 | 4 | 14 |  | 4.5036 | 15.7626 | 0 | 2465.721
| 0.056 | BOD5 |  |  |  | 0 | 0 | 0 | 0
| 0.056 | CBOD5 | 15 | 15 |  | 10.5084 | 10.5084 | 0 | 2557.044
| 0.056 | TSS | 20 | 20 |  | 14.0112 | 14.0112 | 0 | 3409.392
| 0.056 | NH3 | 6 | 12 |  | 4.2034 | 8.4067 | 0 | 1534.2264
| 0.02 | BOD5 |  | 20 |  | 0 | 5.004 | 0 | 608.82
| 0.02 | CBOD5 | 10 |  |  | 2.502 | 0 | 0 | 304.41
| 0.02 | TSS | 15 | 20 |  | 3.753 | 5.004 | 0 | 1065.435
| 0.02 | NH3 | 4 |  |  | 1.0008 | 0 | 0 | 121.764
36048 | 0.004 | BOD5* |  |  |  | 0 | 0 | 0 | 0
36048 | 0.004 | CBOD5* | 10 | 10 |  | 0.5004 | 0.5004 | 0 | 121.764
36048 | 0.004 | TSS* | 15 | 15 |  | 0.7506 | 0.7506 | 0 | 182.646
36048 | 0.004 | NH3* | 5 | 10 |  | 0.2502 | 0.5004 | 0 | 91.323
| 0.04 | BOD5 |  |  |  | 0 | 0 | 0 | 0
| 0.04 | CBOD5 | 10 | 20 |  | 5.004 | 10.008 | 0 | 1826.46
| 0.04 | TSS | 15 | 20 |  | 7.506 | 10.008 | 0 | 2130.87
| 0.04 | NH3 | 2 | 5 |  | 1.0008 | 2.502 | 0 | 426.174
22195 | 0.08 | BOD5 |  |  |  | 0 | 0 | 0 | 0
22195 | 0.08 | CBOD5 | 15 | 15 |  | 15.012 | 15.012 | 0 | 3652.92
22195 | 0.08 | TSS | 15 | 15 |  | 15.012 | 15.012 | 0 | 3652.92
22195 | 0.08 | NH3 | 4 | 11 |  | 4.0032 | 11.0088 | 0 | 1826.46
42544 | 0.003 | BOD5 |  |  |  | 0 | 0 | 0 | 0
42544 | 0.003 | CBOD5 | 15 | 20 |  | 0.56295 | 0.7506 | 0 | 159.8152
42544 | 0.003 | TSS | 20 | 20 |  | 0.7506 | 0.7506 | 0 | 182.646
42544 | 0.003 | NH3 | 6 | 12 |  | 0.22518 | 0.45036 | 0 | 82.1907
44041 | 0.01 | BOD5 | 30 | 30 |  | 3.753 | 3.753 | 0 | 913.23
44041 | 0.01 | CBOD5 |  |  |  | 0 | 0 | 0 | 0
44041 | 0.01 | TSS | 30 | 30 |  | 3.753 | 3.753 | 0 | 913.23
44041 | 0.01 | NH3 |  |  |  | 0 | 0 | 0 | 0
591 | 0.15 | BOD5 | 15 | 20 |  | 28.1475 | 37.53 | 0 | 7990.7625
591 | 0.15 | CBOD5 | 20 | 20 |  | 37.53 | 37.53 | 0 | 9132.3
591 | 0.15 | TSS | 5 | 15 |  | 9.3825 | 28.1475 | 0 | 4566.15
591 | 0.15 | NH3 |  |  |  | 0 | 0 | 0 | 0
591 | 0.15 | BOD5 | 15 | 20 |  | 28.1475 | 37.53 | 0 | 7990.7625
591 | 0.15 | CBOD5 | 20 | 20 |  | 37.53 | 37.53 | 0 | 9132.3
591 | 0.15 | TSS | 5 | 10 |  | 9.3825 | 18.765 | 0 | 3424.6125
591 | 0.15 | NH3 |  |  |  | 0 | 0 | 0 | 0
42315 | 0.013 | BOD5 | 30 | 30 |  | 4.8789 | 4.8789 | 0 | 1187.199
42315 | 0.013 | CBOD5 |  |  |  | 0 | 0 | 0 | 0
42315 | 0.013 | TSS | 30 | 30 |  | 4.8789 | 4.8789 | 0 | 1187.199
42315 | 0.013 | NH3 |  |  |  | 0 | 0 | 0 | 0
35947 | 0.035 | BOD5 |  |  |  | 0 | 0 | 0 | 0
35947 | 0.035 | CBOD5 | 10 | 10 |  | 4.3785 | 4.3785 | 0 | 1065.435
35947 | 0.035 | TSS | 15 | 15 |  | 6.5678 | 6.5678 | 0 | 1598.1525
35947 | 0.035 | NH3 | 5 | 10 |  | 2.1892 | 4.3785 | 0 | 799.0762
35416 | 0.03 | BOD5 |  |  |  | 0 | 0 | 0 | 0
35416 | 0.03 | CBOD5 | 10 | 10 |  | 3.753 | 3.753 | 0 | 913.23
35416 | 0.03 | TSS | 15 | 15 |  | 5.6295 | 5.6295 | 0 | 1369.845
35416 | 0.03 | NH3 | 5 | 10 |  | 1.8765 | 3.753 | 0 | 684.9225
46001 | 0.004 | BOD5 |  |  |  | 0 | 0 | 0 | 0
46001 | 0.004 | CBOD5 | 20 | 20 |  | 1.0008 | 1.0008 | 0 | 243.528
46001 | 0.004 | TSS | 30 | 30 |  | 1.5012 | 1.5012 | 0 | 365.292
46001 | 0.004 | NH3 | 5 | 12 |  | 0.2502 | 0.60048 | 0 | 103.4994
47031 | 0.005 | BOD5 |  |  |  | 0 | 0 | 0 | 0
47031 | 0.005 | CBOD5 | 20 | 20 |  | 1.251 | 1.251 | 0 | 304.41
47031 | 0.005 | TSS | 30 | 30 |  | 1.8765 | 1.8765 | 0 | 456.615
47031 | 0.005 | NH3 | 5 | 12 |  | 0.31275 | 0.7506 | 0 | 129.3742
42200 | 0.004 | BOD5 |  |  |  | 0 | 0 | 0 | 0
42200 | 0.004 | CBOD5 | 10 | 10 |  | 0.5004 | 0.5004 | 0 | 121.764
42200 | 0.004 | TSS | 15 | 15 |  | 0.7506 | 0.7506 | 0 | 182.646
42200 | 0.004 | NH3 | 5 | 10 |  | 0.2502 | 0.5004 | 0 | 91.323
38113 | 0.026 | BOD5 |  |  |  | 0 | 0 | 0 | 0
38113 | 0.026 | CBOD5 | 10 | 10 |  | 3.2526 | 3.2526 | 0 | 791.466
38113 | 0.026 | TSS | 15 | 15 |  | 4.8789 | 4.8789 | 0 | 1187.199
38113 | 0.026 | NH3 | 5 | 10 |  | 1.6263 | 3.2526 | 0 | 593.5995
41769 | 0.005 | BOD5 | 10 | 10 |  | 0.6255 | 0.6255 | 0 | 152.205
41769 | 0.005 | CBOD5 |  |  |  | 0 | 0 | 0 | 0
41769 | 0.005 | TSS | 15 | 15 |  | 0.93825 | 0.93825 | 0 | 228.3075
41769 | 0.005 | NH3 |  |  |  | 0 | 0 | 0 | 0
22241 | 0.2 | BOD5 |  | 30 |  | 0 | 75.06 | 0 | 9132.3
22241 | 0.2 | CBOD5 | 15 |  |  | 37.53 | 0 | 0 | 4566.15
22241 | 0.2 | TSS | 20 | 30 |  | 50.04 | 75.06 | 0 | 15220.5
22241 | 0.2 | NH3 | 6 |  |  | 15.012 | 0 | 0 | 1826.46
33421 | 0.525 | BOD5 | 30 | 30 |  | 197.0325 | 197.0325 | 0 | 47944.575
33421 | 0.525 | CBOD5 |  |  |  | 0 | 0 | 0 | 0
33421 | 0.525 | TSS | 30 | 30 |  | 197.0325 | 197.0325 | 0 | 47944.575
33421 | 0.525 | NH3 |  |  |  | 0 | 0 | 0 | 0
46337 | 0.01 | BOD5 |  | 30 |  | 0 | 3.753 | 0 | 456.615
46337 | 0.01 | CBOD5 | 10 |  |  | 1.251 | 0 | 0 | 152.205
46337 | 0.01 | TSS | 15 | 30 |  | 1.8765 | 3.753 | 0 | 684.9225
46337 | 0.01 | NH3 | 4 |  |  | 0.5004 | 0 | 0 | 60.882
47783 | 0.01 | BOD5 |  |  |  | 0 | 0 | 0 | 0
47783 | 0.01 | CBOD5 | 10 | 10 |  | 1.251 | 1.251 | 0 | 304.41
47783 | 0.01 | TSS | 15 | 15 |  | 1.8765 | 1.8765 | 0 | 456.615
47783 | 0.01 | NH3 | 5 | 10 |  | 0.6255 | 1.251 | 0 | 228.3075
48101 | 0.002 | BOD5 |  |  |  | 0 | 0 | 0 | 0
48101 | 0.002 | CBOD5 | 20 | 20 |  | 0.5004 | 0.5004 | 0 | 121.764
48101 | 0.002 | TSS | 20 | 20 |  | 0.5004 | 0.5004 | 0 | 121.764
48101 | 0.002 | NH3 | 5 | 12 |  | 0.1251 | 0.30024 | 0 | 51.7497
47325 | 0.025 | BOD5 |  |  |  | 0 | 0 | 0 | 0
47325 | 0.025 | CBOD5 | 15 | 20 |  | 4.6913 | 6.255 | 0 | 1331.7938
47325 | 0.025 | TSS | 20 | 20 |  | 6.255 | 6.255 | 0 | 1522.05
47325 | 0.025 | NH3 | 6 | 12 |  | 1.8765 | 3.753 | 0 | 684.9225
44458 | 0.004 | BOD5 |  |  |  | 0 | 0 | 0 | 0
44458 | 0.004 | CBOD5 | 15 | 15 |  | 0.7506 | 0.7506 | 0 | 182.646
44458 | 0.004 | TSS | 20 | 20 |  | 1.0008 | 1.0008 | 0 | 243.528
44458 | 0.004 | NH3 | 6 | 15 |  | 0.30024 | 0.7506 | 0 | 127.8522
35611 | 0.2 | BOD5 | 30 | 30 |  | 75.06 | 75.06 | 0 | 18264.6
35611 | 0.2 | CBOD5 |  |  |  | 0 | 0 | 0 | 0
35611 | 0.2 | TSS | 90 | 90 |  | 225.18 | 225.18 | 0 | 54793.8
35611 | 0.2 | NH3 |  |  |  | 0 | 0 | 0 | 0
47881 | 0.01 | BOD5 |  |  |  | 0 | 0 | 0 | 0
47881 | 0.01 | CBOD5 | 20 | 20 |  | 2.502 | 2.502 | 0 | 608.82
47881 | 0.01 | TSS | 20 | 20 |  | 2.502 | 2.502 | 0 | 608.82
47881 | 0.01 | NH3 | 5 | 12 |  | 0.6255 | 1.5012 | 0 | 258.7485
22292 | 1.6 | BOD5* |  |  |  | 0 | 0 | 0 | 0
22292 | 1.6 | CBOD5* | 10 |  |  | 200.16 | 0 | 0 | 24352.8
22292 | 1.6 | TSS* | 15 | 15 |  | 300.24 | 300.24 | 0 | 73058.4
22292 | 1.6 | NH3* | 15 | 10 |  | 300.24 | 200.16 | 0 | 60882
| 0.04 | BOD5 | 10 | 10 |  | 5.004 | 5.004 | 0 | 1217.64
| 0.04 | CBOD5 |  |  |  | 0 | 0 | 0 | 0
| 0.04 | TSS | 15 | 15 |  | 7.506 | 7.506 | 0 | 1826.46
| 0.04 | NH3 |  |  |  | 0 | 0 | 0 | 0
| 0.08 | BOD5 |  |  |  | 0 | 0 | 0 | 0
| 0.08 | CBOD5 | 10 | 10 |  | 10.008 | 10.008 | 0 | 2435.28
| 0.08 | TSS | 15 | 15 |  | 15.012 | 15.012 | 0 | 3652.92
| 0.08 | NH3 | 5 | 10 |  | 5.004 | 10.008 | 0 | 1826.46
41432 | 0.09 | BOD5 |  |  |  | 0 | 0 | 0 | 0
41432 | 0.09 | CBOD5 |  | 25 |  | 0 | 28.1475 | 0 | 3424.6125
41432 | 0.09 | TSS |  | 30 |  | 0 | 33.777 | 0 | 4109.535
41432 | 0.09 | NH3 |  | 10 |  | 0 | 11.259 | 0 | 1369.845
| 0.1 | BOD5 |  | 30 |  | 0 | 37.53 | 0 | 4566.15
| 0.1 | CBOD5 | 25 |  |  | 31.275 | 0 | 0 | 3805.125
| 0.1 | TSS | 90 | 90 |  | 112.59 | 112.59 | 0 | 27396.9
| 0.1 | NH3 | 5 |  |  | 6.255 | 0 | 0 | 761.025
47341 | 0.005 | BOD5 |  |  |  | 0 | 0 | 0 | 0
47341 | 0.005 | CBOD5 | 20 | 20 |  | 1.251 | 1.251 | 0 | 304.41
47341 | 0.005 | TSS | 20 | 20 |  | 1.251 | 1.251 | 0 | 304.41
47341 | 0.005 | NH3 | 5 | 12 |  | 0.31275 | 0.7506 | 0 | 129.3742
39039 | 0.01 | BOD5 |  |  |  | 0 | 0 | 0 | 0
39039 | 0.01 | CBOD5 | 20 | 20 |  | 2.502 | 2.502 | 0 | 608.82
39039 | 0.01 | TSS | 30 | 30 |  | 3.753 | 3.753 | 0 | 913.23
39039 | 0.01 | NH3 | 5 | 12 |  | 0.6255 | 1.5012 | 0 | 258.7485
35394 | 0.03 | BOD5 |  |  |  | 0 | 0 | 0 | 0
35394 | 0.03 | CBOD5 | 10 | 10 |  | 3.753 | 3.753 | 0 | 913.23
35394 | 0.03 | TSS | 15 | 15 |  | 5.6295 | 5.6295 | 0 | 1369.845
35394 | 0.03 | NH3 | 5 | 10 |  | 1.8765 | 3.753 | 0 | 684.9225
21733 | 3.4 | BOD5 |  |  |  | 0 | 0 | 0 | 0
21733 | 3.4 | CBOD5 | 10 | 10 |  | 425.34 | 425.34 | 0 | 103499.4
21733 | 3.4 | TSS | 15 | 15 |  | 638.01 | 638.01 | 0 | 155249.1
21733 | 3.4 | NH3 | 2 | 5 |  | 85.068 | 212.67 | 0 | 36224.79
22250 | 1.2 | BOD5 |  | 30 |  | 0 | 450.36 | 0 | 54793.8
22250 | 1.2 | CBOD5 | 25 |  |  | 375.3 | 0 | 0 | 45661.5
22250 | 1.2 | TSS | 90 | 90 |  | 1351.08 | 1351.08 | 0 | 328762.8
22250 | 1.2 | NH3 | 3 |  |  | 45.036 | 0 | 0 | 5479.38
22225 | 0.5 | BOD5 | 30 | 30 |  | 187.65 | 187.65 | 0 | 45661.5
22225 | 0.5 | CBOD5 |  |  |  | 0 | 0 | 0 | 0
22225 | 0.5 | TSS | 90 | 90 |  | 562.95 | 562.95 | 0 | 136984.5
22225 | 0.5 | NH3 |  |  |  | 0 | 0 | 0 | 0
37940 | 0.04 | BOD5 | 10 | 10 |  | 5.004 | 5.004 | 0 | 1217.64
37940 | 0.04 | CBOD5 |  |  |  | 0 | 0 | 0 | 0
37940 | 0.04 | TSS | 15 | 15 |  | 7.506 | 7.506 | 0 | 1826.46
37940 | 0.04 | NH3 |  |  |  | 0 | 0 | 0 | 0
21431 | 0.5 | BOD5 |  | 30 |  | 0 | 187.65 | 0 | 22830.75
21431 | 0.5 | CBOD5 | 25 |  |  | 156.375 | 0 | 0 | 19025.625
21431 | 0.5 | TSS | 90 | 90 |  | 562.95 | 562.95 | 0 | 136984.5
21431 | 0.5 | NH3 | 5 |  |  | 31.275 | 0 | 0 | 3805.125
44920 | 0.017 | BOD5 |  |  |  | 0 | 0 | 0 | 0
44920 | 0.017 | CBOD5 | 10 | 10 |  | 2.1267 | 2.1267 | 0 | 517.497
44920 | 0.017 | TSS | 15 | 15 |  | 3.19 | 3.19 | 0 | 776.2455
44920 | 0.017 | NH3 | 5 | 10 |  | 1.0634 | 2.1267 | 0 | 388.1227
33871 | 0.3 | BOD5 |  |  |  | 0 | 0 | 0 | 0
33871 | 0.3 | CBOD5 | 25 | 25 |  | 93.825 | 93.825 | 0 | 22830.75
33871 | 0.3 | TSS | 90 | 90 |  | 337.77 | 337.77 | 0 | 82190.7
33871 | 0.3 | NH3 | 12 | 12 |  | 45.036 | 45.036 | 0 | 10958.76
44512 | 0.002 | BOD5 |  |  |  | 0 | 0 | 0 | 0
44512 | 0.002 | CBOD5 | 10 | 10 |  | 0.2502 | 0.2502 | 0 | 60.882
44512 | 0.002 | TSS | 15 | 15 |  | 0.3753 | 0.3753 | 0 | 91.323
44512 | 0.002 | NH3 | 5 | 10 |  | 0.1251 | 0.2502 | 0 | 45.6615
48615 | 0.2 | BOD5 |  |  |  | 0 | 0 | 0 | 0
48615 | 0.2 | CBOD5 | 10 | 10 |  | 25.02 | 25.02 | 0 | 6088.2
48615 | 0.2 | TSS | 15 | 15 |  | 37.53 | 37.53 | 0 | 9132.3
48615 | 0.2 | NH3 | 5 | 10 |  | 12.51 | 25.02 | 0 | 4566.15
41033 | 0.23 | BOD5 |  | 30 |  | 0 | 86.319 | 0 | 10502.145
41033 | 0.23 | CBOD5 | 25 |  |  | 71.9325 | 0 | 0 | 8751.7875
41033 | 0.23 | TSS | 90 | 90 |  | 258.957 | 258.957 | 0 | 63012.87
41033 | 0.23 | NH3 | 5 |  |  | 14.3865 | 0 | 0 | 1750.3575
21709 | 0.23 | BOD5 |  |  |  | 0 | 0 | 0 | 0
21709 | 0.23 | CBOD5 | 10 | 20 |  | 28.773 | 57.546 | 0 | 10502.145
21709 | 0.23 | TSS | 15 | 20 |  | 43.1595 | 57.546 | 0 | 12252.5025
21709 | 0.23 | NH3 | 5 | 8 |  | 14.3865 | 23.0184 | 0 | 4550.9295
43931 | 0.022 | BOD5 |  | 30 |  | 0 | 8.2566 | 0 | 1004.553
43931 | 0.022 | CBOD5 | 25 |  |  | 6.8805 | 0 | 0 | 837.1275
43931 | 0.022 | TSS | 30 | 30 |  | 8.2566 | 8.2566 | 0 | 2009.106
43931 | 0.022 | NH3 | 5 |  |  | 1.3761 | 0 | 0 | 167.4255
46019 | 0.035 | BOD5 |  |  |  | 0 | 0 | 0 | 0
46019 | 0.035 | CBOD5 | 20 | 20 |  | 8.757 | 8.757 | 0 | 2130.87
46019 | 0.035 | TSS | 30 | 30 |  | 13.1355 | 13.1355 | 0 | 3196.305
46019 | 0.035 | NH3 | 5 | 12 |  | 2.1892 | 5.2542 | 0 | 905.6197
44083 | 0.001 | BOD5 |  | 20 |  | 0 | 0.2502 | 0 | 30.441
44083 | 0.001 | CBOD5 | 20 |  |  | 0.2502 | 0 | 0 | 30.441
44083 | 0.001 | TSS | 20 | 20 |  | 0.2502 | 0.2502 | 0 | 60.882
44083 | 0.001 | NH3 | 4 |  |  | 0.05004 | 0 | 0 | 6.0882
43257 | 0.3 | BOD5 |  |  |  | 0 | 0 | 0 | 0
43257 | 0.3 | CBOD5 | 20 | 20 |  | 75.06 | 75.06 | 0 | 18264.6
43257 | 0.3 | TSS | 40 | 40 |  | 150.12 | 150.12 | 0 | 36529.2
43257 | 0.3 | NH3 | 6 | 15 |  | 22.518 | 56.295 | 0 | 9588.915
48429 | 0.3 | BOD5 |  |  |  | 0 | 0 | 0 | 0
48429 | 0.3 | CBOD5 | 10 | 10 |  | 37.53 | 37.53 | 0 | 9132.3
48429 | 0.3 | TSS | 15 | 15 |  | 56.295 | 56.295 | 0 | 13698.45
48429 | 0.3 | NH3 | 5 | 10 |  | 18.765 | 37.53 | 0 | 6849.225
47724 | 0.4 | BOD5 |  |  |  | 0 | 0 | 0 | 0
47724 | 0.4 | CBOD5 | 15 | 20 |  | 75.06 | 100.08 | 0 | 21308.7
47724 | 0.4 | TSS | 20 | 20 |  | 100.08 | 100.08 | 0 | 24352.8
47724 | 0.4 | NH3 | 5 | 10 |  | 25.02 | 50.04 | 0 | 9132.3
42218 | 0.01 | BOD5 |  |  |  | 0 | 0 | 0 | 0
42218 | 0.01 | CBOD5 | 10 | 10 |  | 1.251 | 1.251 | 0 | 304.41
42218 | 0.01 | TSS | 15 | 15 |  | 1.8765 | 1.8765 | 0 | 456.615
42218 | 0.01 | NH3 | 5 | 5 |  | 0.6255 | 0.6255 | 0 | 152.205
1333 | 0.01 | BOD5 | 30 | 30 |  | 3.753 | 3.753 | 0 | 913.23
1333 | 0.01 | CBOD5 |  |  |  | 0 | 0 | 0 | 0
1333 | 0.01 | TSS | 30 | 30 |  | 3.753 | 3.753 | 0 | 913.23
1333 | 0.01 | NH3 |  |  |  | 0 | 0 | 0 | 0
33987 | 1.37 | BOD5 |  | 30 |  | 0 | 514.161 | 0 | 62556.255
33987 | 1.37 | CBOD5 | 25 |  |  | 428.4675 | 0 | 0 | 52130.2125
33987 | 1.37 | TSS | 90 | 90 |  | 1542.483 | 1542.483 | 0 | 375337.53
33987 | 1.37 | NH3 | 7 |  |  | 119.9709 | 0 | 0 | 14596.4595
39047 | 0.06 | BOD5 | 30 | 30 |  | 22.518 | 22.518 | 0 | 5479.38
39047 | 0.06 | CBOD5 |  |  |  | 0 | 0 | 0 | 0
39047 | 0.06 | TSS | 30 | 30 |  | 22.518 | 22.518 | 0 | 5479.38
39047 | 0.06 | NH3 |  |  |  | 0 | 0 | 0 | 0
20338 | 0.4 | BOD5 |  |  |  | 0 | 0 | 0 | 0
20338 | 0.4 | CBOD5 | 15 | 15 |  | 75.06 | 75.06 | 0 | 18264.6
20338 | 0.4 | TSS | 20 | 20 |  | 100.08 | 100.08 | 0 | 24352.8
20338 | 0.4 | NH3 | 5 | 10 |  | 25.02 | 50.04 | 0 | 9132.3
34304 | 0.59 | BOD5 | 30 | 30 |  | 221.427 | 221.427 | 0 | 53880.57
34304 | 0.59 | CBOD5 |  |  |  | 0 | 0 | 0 | 0
34304 | 0.59 | TSS | 90 | 90 |  | 664.281 | 664.281 | 0 | 161641.71
34304 | 0.59 | NH3 |  |  |  | 0 | 0 | 0 | 0
47538 | 0.002 | BOD5 |  |  |  | 0 | 0 | 0 | 0
47538 | 0.002 | CBOD5 | 15 | 15 |  | 0.3753 | 0.3753 | 0 | 91.323
47538 | 0.002 | TSS | 20 | 20 |  | 0.5004 | 0.5004 | 0 | 121.764
47538 | 0.002 | NH3 | 6 | 12 |  | 0.15012 | 0.30024 | 0 | 54.7938
42862 | 0.04 | BOD5 |  |  |  | 0 | 0 | 0 | 0
42862 | 0.04 | CBOD5 | 20 |  |  | 10.008 | 0 | 0 | 1217.64
42862 | 0.04 | TSS | 40 | 90 |  | 20.016 | 45.036 | 0 | 7914.66
42862 | 0.04 | NH3 | 5 |  |  | 2.502 | 0 | 0 | 304.41
42862 | 0.04 | BOD5 |  |  |  | 0 | 0 | 0 | 0
42862 | 0.04 | CBOD5 |  | 30 |  | 0 | 15.012 | 0 | 1826.46
42862 | 0.04 | TSS |  | 90 |  | 0 | 45.036 | 0 | 5479.38
42862 | 0.04 | NH3 |  | 15 |  | 0 | 7.506 | 0 | 913.23
34282 | 0.07 | BOD5 | 10 | 10 |  | 8.757 | 8.757 | 0 | 2130.87
34282 | 0.07 | CBOD5 |  |  |  | 0 | 0 | 0 | 0
34282 | 0.07 | TSS | 15 | 15 |  | 13.1355 | 13.1355 | 0 | 3196.305
34282 | 0.07 | NH3 |  |  |  | 0 | 0 | 0 | 0
24066 | 0.18 | BOD5 |  |  |  | 0 | 0 | 0 | 0
24066 | 0.18 | CBOD5 | 10 | 10 |  | 22.518 | 22.518 | 0 | 5479.38
24066 | 0.18 | TSS | 15 | 15 |  | 33.777 | 33.777 | 0 | 8219.07
24066 | 0.18 | NH3 | 5 | 10 |  | 11.259 | 22.518 | 0 | 4109.535
44661 | 0.13 | BOD5 | 30 | 30 |  | 48.789 | 48.789 | 0 | 11871.99
44661 | 0.13 | CBOD5 |  |  |  | 0 | 0 | 0 | 0
44661 | 0.13 | TSS | 90 | 90 |  | 146.367 | 146.367 | 0 | 35615.97
44661 | 0.13 | NH3 |  |  |  | 0 | 0 | 0 | 0
43524 | 0.03 | BOD5 | 30 | 30 |  | 11.259 | 11.259 | 0 | 2739.69
43524 | 0.03 | CBOD5 |  |  |  | 0 | 0 | 0 | 0
43524 | 0.03 | TSS | 90 | 90 |  | 33.777 | 33.777 | 0 | 8219.07
43524 | 0.03 | NH3 |  |  |  | 0 | 0 | 0 | 0
41084 | 0.003 | BOD5 |  |  |  | 0 | 0 | 0 | 0
41084 | 0.003 | CBOD5 | 10 | 10 |  | 0.3753 | 0.3753 | 0 | 91.323
41084 | 0.003 | TSS | 15 | 15 |  | 0.56295 | 0.56295 | 0 | 136.9845
41084 | 0.003 | NH3 | 6 | 6 |  | 0.22518 | 0.22518 | 0 | 54.7938
752 | 0.017 | BOD5 |  |  |  | 0 | 0 | 0 | 0
752 | 0.017 | CBOD5 | 10 | 10 |  | 2.1267 | 2.1267 | 0 | 517.497
752 | 0.017 | TSS | 15 | 15 |  | 3.19 | 3.19 | 0 | 776.2455
752 | 0.017 | NH3 | 5 | 10 |  | 1.0634 | 2.1267 | 0 | 388.1227
20752 | 1.12 | BOD5* |  |  |  | 0 | 0 | 0 | 0
20752 | 1.12 | CBOD5* |  |  |  | 0 | 0 | 0 | 0
20752 | 1.12 | TSS* |  |  |  | 0 | 0 | 0 | 0
20752 | 1.12 | NH3* | 14 | 14 |  | 196.1568 | 196.1568 | 0 | 47731.488
33936 | 5 | BOD5 |  |  |  | 0 | 0 | 0 | 0
33936 | 5 | CBOD5 | 10 | 10 |  | 625.5 | 625.5 | 0 | 152205
33936 | 5 | TSS | 15 | 15 |  | 938.25 | 938.25 | 0 | 228307.5
33936 | 5 | NH3 | 5 | 9 |  | 312.75 | 562.95 | 0 | 106543.5
33723 | 7 | BOD5* |  |  |  | 0 | 0 | 0 | 0
33723 | 7 | CBOD5* | 10 | 20 |  | 875.7 | 1751.4 | 0 | 319630.5
33723 | 7 | TSS* | 15 | 30 |  | 1313.55 | 2627.1 | 0 | 479445.75
33723 | 7 | NH3* | 5 | 15 |  | 437.85 | 1313.55 | 0 | 213087
22420 | 0.1 | BOD5 |  |  |  | 0 | 0 | 0 | 0
22420 | 0.1 | CBOD5 |  | 25 |  | 0 | 31.275 | 0 | 3805.125
22420 | 0.1 | TSS |  | 90 |  | 0 | 112.59 | 0 | 13698.45
22420 | 0.1 | NH3 |  | 8 |  | 0 | 10.008 | 0 | 1217.64
39594 | 0.05 | BOD5 |  | 20 |  | 0 | 12.51 | 0 | 1522.05
39594 | 0.05 | CBOD5 | 20 |  |  | 12.51 | 0 | 0 | 1522.05
39594 | 0.05 | TSS | 30 | 30 |  | 18.765 | 18.765 | 0 | 4566.15
39594 | 0.05 | NH3 | 6 |  |  | 3.753 | 0 | 0 | 456.615
41815 | 0.055 | BOD5 | 30 | 30 |  | 20.6415 | 20.6415 | 0 | 5022.765
41815 | 0.055 | CBOD5 |  |  |  | 0 | 0 | 0 | 0
41815 | 0.055 | TSS | 90 | 90 |  | 61.9245 | 61.9245 | 0 | 15068.295
41815 | 0.055 | NH3 |  |  |  | 0 | 0 | 0 | 0
22128 | 0.58 | BOD5 |  |  |  | 0 | 0 | 0 | 0
22128 | 0.58 | CBOD5 | 10 | 10 |  | 72.558 | 72.558 | 0 | 17655.78
22128 | 0.58 | TSS | 15 | 15 |  | 108.837 | 108.837 | 0 | 26483.67
22128 | 0.58 | NH3 | 6 | 6 |  | 43.5348 | 43.5348 | 0 | 10593.468
388 | 0.002 | BOD5 | 30 | 30 |  | 0.7506 | 0.7506 | 0 | 182.646
388 | 0.002 | CBOD5 |  |  |  | 0 | 0 | 0 | 0
388 | 0.002 | TSS | 30 | 30 |  | 0.7506 | 0.7506 | 0 | 182.646
388 | 0.002 | NH3 |  |  |  | 0 | 0 | 0 | 0
33839 | 0.6 | BOD5 |  | 30 |  | 0 | 225.18 | 0 | 27396.9
33839 | 0.6 | CBOD5 | 25 |  |  | 187.65 | 0 | 0 | 22830.75
33839 | 0.6 | TSS | 30 | 30 |  | 225.18 | 225.18 | 0 | 54793.8
33839 | 0.6 | NH3 | 5 |  |  | 37.53 | 0 | 0 | 4566.15
21865 | 0.7 | BOD5 |  |  |  | 0 | 0 | 0 | 0
21865 | 0.7 | CBOD5 | 10 | 10 |  | 87.57 | 87.57 | 0 | 21308.7
21865 | 0.7 | TSS | 15 | 15 |  | 131.355 | 131.355 | 0 | 31963.05
21865 | 0.7 | NH3 | 2.5 | 5 |  | 21.8925 | 43.785 | 0 | 7990.7625
47988 | 0.006 | BOD5 |  |  |  | 0 | 0 | 0 | 0
47988 | 0.006 | CBOD5 | 15 | 20 |  | 1.1259 | 1.5012 | 0 | 319.6305
47988 | 0.006 | TSS | 20 | 20 |  | 1.5012 | 1.5012 | 0 | 365.292
47988 | 0.006 | NH3 | 5 | 10 |  | 0.3753 | 0.7506 | 0 | 136.9845
42251 | 0.01 | BOD5 |  |  |  | 0 | 0 | 0 | 0
42251 | 0.01 | CBOD5 | 10 | 10 |  | 1.251 | 1.251 | 0 | 304.41
42251 | 0.01 | TSS | 15 | 15 |  | 1.8765 | 1.8765 | 0 | 456.615
42251 | 0.01 | NH3 | 5 | 5 |  | 0.6255 | 0.6255 | 0 | 152.205
44890 | 0.007 | BOD5 |  |  |  | 0 | 0 | 0 | 0
44890 | 0.007 | CBOD5 | 20 | 20 |  | 1.7514 | 1.7514 | 0 | 426.174
44890 | 0.007 | TSS | 20 | 20 |  | 1.7514 | 1.7514 | 0 | 426.174
44890 | 0.007 | NH3 | 4 | 14 |  | 0.35028 | 1.226 | 0 | 191.7783
44580 | 0.5 | BOD5 |  |  |  | 0 | 0 | 0 | 0
44580 | 0.5 | CBOD5 | 10 | 10 |  | 62.55 | 62.55 | 0 | 15220.5
44580 | 0.5 | TSS | 15 | 15 |  | 93.825 | 93.825 | 0 | 22830.75
44580 | 0.5 | NH3 | 2.5 | 5 |  | 15.6375 | 31.275 | 0 | 5707.6875
38334 | 0.1 | BOD5 |  |  |  | 0 | 0 | 0 | 0
38334 | 0.1 | CBOD5 | 15 | 15 |  | 18.765 | 18.765 | 0 | 4566.15
38334 | 0.1 | TSS | 20 | 20 |  | 25.02 | 25.02 | 0 | 6088.2
38334 | 0.1 | NH3 | 10 | 10 |  | 12.51 | 12.51 | 0 | 3044.1
34401 | 0.2 | BOD5 |  |  |  | 0 | 0 | 0 | 0
34401 | 0.2 | CBOD5 | 10 | 10 |  | 25.02 | 25.02 | 0 | 6088.2
34401 | 0.2 | TSS | 15 | 15 |  | 37.53 | 37.53 | 0 | 9132.3
34401 | 0.2 | NH3 | 5 | 5 |  | 12.51 | 12.51 | 0 | 3044.1
46078 | 0.007 | BOD5 |  |  |  | 0 | 0 | 0 | 0
46078 | 0.007 | CBOD5 | 10 | 10 |  | 0.8757 | 0.8757 | 0 | 213.087
46078 | 0.007 | TSS | 15 | 15 |  | 1.3135 | 1.3135 | 0 | 319.6305
46078 | 0.007 | NH3 | 5 | 10 |  | 0.43785 | 0.8757 | 0 | 159.8152
37303 | 0.1 | BOD5 |  |  |  | 0 | 0 | 0 | 0
37303 | 0.1 | CBOD5 | 10 | 10 |  | 12.51 | 12.51 | 0 | 3044.1
37303 | 0.1 | TSS | 15 | 15 |  | 18.765 | 18.765 | 0 | 4566.15
37303 | 0.1 | NH3 | 5 | 10 |  | 6.255 | 12.51 | 0 | 2283.075
34428 | 0.1 | BOD5 |  |  |  | 0 | 0 | 0 | 0
34428 | 0.1 | CBOD5 | 10 | 10 |  | 12.51 | 12.51 | 0 | 3044.1
34428 | 0.1 | TSS | 15 | 15 |  | 18.765 | 18.765 | 0 | 4566.15
34428 | 0.1 | NH3 | 5 | 10 |  | 6.255 | 12.51 | 0 | 2283.075
43460 | 0.013 | BOD5 |  |  |  | 0 | 0 | 0 | 0
43460 | 0.013 | CBOD5 | 10 | 10 |  | 1.6263 | 1.6263 | 0 | 395.733
43460 | 0.013 | TSS | 15 | 15 |  | 2.4394 | 2.4394 | 0 | 593.5995
43460 | 0.013 | NH3 | 5 | 10 |  | 0.81315 | 1.6263 | 0 | 296.7998
34410 | 0.025 | BOD5 |  |  |  | 0 | 0 | 0 | 0
34410 | 0.025 | CBOD5 | 10 | 10 |  | 3.1275 | 3.1275 | 0 | 761.025
34410 | 0.025 | TSS | 15 | 15 |  | 4.6913 | 4.6913 | 0 | 1141.5375
34410 | 0.025 | NH3 | 5 | 10 |  | 1.5637 | 3.1275 | 0 | 570.7687
47261 | 0.025 | BOD5 |  |  |  | 0 | 0 | 0 | 0
47261 | 0.025 | CBOD5 | 15 | 15 |  | 4.6913 | 4.6913 | 0 | 1141.5375
47261 | 0.025 | TSS | 20 | 20 |  | 6.255 | 6.255 | 0 | 1522.05
47261 | 0.025 | NH3 | 6 | 12 |  | 1.8765 | 3.753 | 0 | 684.9225
41271 | 0.026 | BOD5 |  |  |  | 0 | 0 | 0 | 0
41271 | 0.026 | CBOD5 | 10 | 10 |  | 3.2526 | 3.2526 | 0 | 791.466
41271 | 0.026 | TSS | 15 | 15 |  | 4.8789 | 4.8789 | 0 | 1187.199
41271 | 0.026 | NH3 | 10 | 10 |  | 3.2526 | 3.2526 | 0 | 791.466
20010 | 6 | BOD5* |  |  |  | 0 | 0 | 0 | 0
20010 | 6 | CBOD5* | 5 | 10 |  | 375.3 | 750.6 | 0 | 136984.5
20010 | 6 | TSS* | 5 | 15 |  | 375.3 | 1125.9 | 0 | 182646
20010 | 6 | NH3* | 2 | 5 |  | 150.12 | 375.3 | 0 | 63926.1
20010 | 6 | BOD5* |  |  |  | 0 | 0 | 0 | 0
20010 | 6 | CBOD5* | 5 | 10 |  | 375.3 | 750.6 | 0 | 136984.5
20010 | 6 | TSS* | 5 | 15 |  | 375.3 | 1125.9 | 0 | 182646
20010 | 6 | NH3* | 2 | 5 |  | 150.12 | 375.3 | 0 | 63926.1
39659 | 0.049 | BOD5 |  | 30 |  | 0 | 18.3897 | 0 | 2237.4135
39659 | 0.049 | CBOD5 | 25 |  |  | 15.3247 | 0 | 0 | 1864.5113
39659 | 0.049 | TSS | 30 | 30 |  | 18.3897 | 18.3897 | 0 | 4474.827
39659 | 0.049 | NH3 | 8 |  |  | 4.9039 | 0 | 0 | 596.6436
36421 | 0.01 | BOD5 | 30 | 30 |  | 3.753 | 3.753 | 0 | 913.23
36421 | 0.01 | CBOD5 |  |  |  | 0 | 0 | 0 | 0
36421 | 0.01 | TSS | 30 | 30 |  | 3.753 | 3.753 | 0 | 913.23
36421 | 0.01 | NH3 |  |  |  | 0 | 0 | 0 | 0
612 | 0.072 | BOD5 |  |  |  | 0 | 0 | 0 | 0
612 | 0.072 | CBOD5 | 20 | 20 |  | 18.0144 | 18.0144 | 0 | 4383.504
612 | 0.072 | TSS | 20 | 20 |  | 18.0144 | 18.0144 | 0 | 4383.504
612 | 0.072 | NH3 | 5 | 13 |  | 4.5036 | 11.7094 | 0 | 1972.5768
45446 | 0.002 | BOD5 |  |  |  | 0 | 0 | 0 | 0
45446 | 0.002 | CBOD5 | 10 | 10 |  | 0.2502 | 0.2502 | 0 | 60.882
45446 | 0.002 | TSS | 15 | 15 |  | 0.3753 | 0.3753 | 0 | 91.323
45446 | 0.002 | NH3 | 5 | 10 |  | 0.1251 | 0.2502 | 0 | 45.6615
45446 | 0 | BOD5 |  |  |  | 0 | 0 | 0 | 0
45446 | 0 | CBOD5 | 10 | 10 |  | 0 | 0 | 0 | 0
45446 | 0 | TSS | 15 | 15 |  | 0 | 0 | 0 | 0
45446 | 0 | NH3 | 5 | 10 |  | 0 | 0 | 0 | 0
22446 | 0.075 | BOD5 |  |  |  | 0 | 0 | 0 | 0
22446 | 0.075 | CBOD5 | 20 | 20 |  | 18.765 | 18.765 | 0 | 4566.15
22446 | 0.075 | TSS | 20 | 20 |  | 18.765 | 18.765 | 0 | 4566.15
22446 | 0.075 | NH3 | 5 | 12 |  | 4.6913 | 11.259 | 0 | 1940.6137
21717 | 0.4 | BOD5 |  |  |  | 0 | 0 | 0 | 0
21717 | 0.4 | CBOD5 | 10 | 10 |  | 50.04 | 50.04 | 0 | 12176.4
21717 | 0.4 | TSS | 15 | 15 |  | 75.06 | 75.06 | 0 | 18264.6
21717 | 0.4 | NH3 | 2 | 9 |  | 10.008 | 45.036 | 0 | 6697.02
44440 | 0.011 | BOD5 |  |  |  | 0 | 0 | 0 | 0
44440 | 0.011 | CBOD5 | 15 | 15 |  | 2.0642 | 2.0642 | 0 | 502.2765
44440 | 0.011 | TSS | 20 | 20 |  | 2.7522 | 2.7522 | 0 | 669.702
44440 | 0.011 | NH3 | 5 | 12 |  | 0.68805 | 1.6513 | 0 | 284.6234
44440 | 0.011 | BOD5 |  |  |  | 0 | 0 | 0 | 0
44440 | 0.011 | CBOD5 | 10 | 10 |  | 1.3761 | 1.3761 | 0 | 334.851
44440 | 0.011 | TSS | 15 | 15 |  | 2.0642 | 2.0642 | 0 | 502.2765
44440 | 0.011 | NH3 | 5 | 10 |  | 0.68805 | 1.3761 | 0 | 251.1382
42838 | 0.175 | BOD5 |  |  |  | 0 | 0 | 0 | 0
42838 | 0.175 | CBOD5 | 50 | 75 |  | 109.4625 | 164.1937 | 0 | 33294.8438
42838 | 0.175 | TSS | 90 | 90 |  | 197.0325 | 197.0325 | 0 | 47944.575
42838 | 0.175 | NH3 | 8 | 15 |  | 17.514 | 32.8387 | 0 | 6126.2513
44709 | 0.15 | BOD5 |  |  |  | 0 | 0 | 0 | 0
44709 | 0.15 | CBOD5 | 20 | 20 |  | 37.53 | 37.53 | 0 | 9132.3
44709 | 0.15 | TSS | 20 | 20 |  | 37.53 | 37.53 | 0 | 9132.3
44709 | 0.15 | NH3 | 8 | 8 |  | 15.012 | 15.012 | 0 | 3652.92
33758 | 3 | BOD5 |  |  |  | 0 | 0 | 0 | 0
33758 | 3 | CBOD5 | 10 | 15 |  | 375.3 | 562.95 | 0 | 114153.75
33758 | 3 | TSS | 15 | 20 |  | 562.95 | 750.6 | 0 | 159815.25
33758 | 3 | NH3 | 7 | 7 |  | 262.71 | 262.71 | 0 | 63926.1
23817 | 0.28 | BOD5 |  |  |  | 0 | 0 | 0 | 0
23817 | 0.28 | CBOD5 | 15 | 20 |  | 52.542 | 70.056 | 0 | 14916.09
23817 | 0.28 | TSS | 15 | 20 |  | 52.542 | 70.056 | 0 | 14916.09
23817 | 0.28 | NH3 | 6 | 12 |  | 21.0168 | 42.0336 | 0 | 7671.132
44342 | 0.005 | BOD5 |  |  |  | 0 | 0 | 0 | 0
44342 | 0.005 | CBOD5 | 10 | 10 |  | 0.6255 | 0.6255 | 0 | 152.205
44342 | 0.005 | TSS | 15 | 15 |  | 0.93825 | 0.93825 | 0 | 228.3075
44342 | 0.005 | NH3 | 5 | 10 |  | 0.31275 | 0.6255 | 0 | 114.1538
20087 | 3 | BOD5 |  |  |  | 0 | 0 | 0 | 0
20087 | 3 | CBOD5 | 13 | 13 |  | 487.89 | 487.89 | 0 | 118719.9
20087 | 3 | TSS | 20 | 20 |  | 750.6 | 750.6 | 0 | 182646
20087 | 3 | NH3 | 3 | 3 |  | 112.59 | 112.59 | 0 | 27396.9
38806 | 0.01 | BOD5 |  |  |  | 0 | 0 | 0 | 0
38806 | 0.01 | CBOD5 | 20 | 20 |  | 2.502 | 2.502 | 0 | 608.82
38806 | 0.01 | TSS | 20 | 20 |  | 2.502 | 2.502 | 0 | 608.82
38806 | 0.01 | NH3 | 5 | 14 |  | 0.6255 | 1.7514 | 0 | 289.1895
44831 | 0.014 | BOD5 |  |  |  | 0 | 0 | 0 | 0
44831 | 0.014 | CBOD5 | 20 | 20 |  | 3.5028 | 3.5028 | 0 | 852.348
44831 | 0.014 | TSS | 20 | 20 |  | 3.5028 | 3.5028 | 0 | 852.348
44831 | 0.014 | NH3 | 5 | 12 |  | 0.8757 | 2.1017 | 0 | 362.2479
34452 | 4.1 | BOD5 | 30 | 30 |  | 1538.73 | 1538.73 | 0 | 374424.3
34452 | 4.1 | CBOD5 |  |  |  | 0 | 0 | 0 | 0
34452 | 4.1 | TSS | 90 | 90 |  | 4616.19 | 4616.19 | 0 | 1123272.9
34452 | 4.1 | NH3 |  |  |  | 0 | 0 | 0 | 0
21750 | 10 | BOD5 | 30 | 30 |  | 3753 | 3753 | 0 | 913230
21750 | 10 | CBOD5 |  |  |  | 0 | 0 | 0 | 0
21750 | 10 | TSS | 30 | 30 |  | 3753 | 3753 | 0 | 913230
21750 | 10 | NH3 |  |  |  | 0 | 0 | 0 | 0
43621 | 0.004 | BOD5 |  |  |  | 0 | 0 | 0 | 0
43621 | 0.004 | CBOD5 | 10 | 10 |  | 0.5004 | 0.5004 | 0 | 121.764
43621 | 0.004 | TSS | 15 | 15 |  | 0.7506 | 0.7506 | 0 | 182.646
43621 | 0.004 | NH3 | 5 | 10 |  | 0.2502 | 0.5004 | 0 | 91.323
41548 | 0.17 | BOD5 |  |  |  | 0 | 0 | 0 | 0
41548 | 0.17 | CBOD5 |  | 30 |  | 0 | 63.801 | 0 | 7762.455
41548 | 0.17 | TSS |  | 90 |  | 0 | 191.403 | 0 | 23287.365
41548 | 0.17 | NH3 |  | 12 |  | 0 | 25.5204 | 0 | 3104.982
42421 | 0.055 | BOD5 |  |  |  | 0 | 0 | 0 | 0
42421 | 0.055 | CBOD5 | 15 | 20 |  | 10.3208 | 13.761 | 0 | 2929.9462
42421 | 0.055 | TSS | 20 | 20 |  | 13.761 | 13.761 | 0 | 3348.51
42421 | 0.055 | NH3 | 5 | 12 |  | 3.4402 | 8.2566 | 0 | 1423.1167
44075 | 0.025 | BOD5 |  |  |  | 0 | 0 | 0 | 0
44075 | 0.025 | CBOD5 | 10 | 10 |  | 3.1275 | 3.1275 | 0 | 761.025
44075 | 0.025 | TSS | 15 | 15 |  | 4.6913 | 4.6913 | 0 | 1141.5375
44075 | 0.025 | NH3 | 5 | 10 |  | 1.5637 | 3.1275 | 0 | 570.7687
33278 | 10 | BOD5 | 30 | 30 |  | 3753 | 3753 | 0 | 913230
33278 | 10 | CBOD5 |  |  |  | 0 | 0 | 0 | 0
33278 | 10 | TSS | 30 | 30 |  | 3753 | 3753 | 0 | 913230
33278 | 10 | NH3 |  |  |  | 0 | 0 | 0 | 0
44601 | 0.06 | BOD5 |  | 30 |  | 0 | 22.518 | 0 | 2739.69
44601 | 0.06 | CBOD5 | 25 |  |  | 18.765 | 0 | 0 | 2283.075
44601 | 0.06 | TSS | 90 | 90 |  | 67.554 | 67.554 | 0 | 16438.14
44601 | 0.06 | NH3 | 7 |  |  | 5.2542 | 0 | 0 | 639.261
48810 | 0.04 | BOD5 | 30 | 30 |  | 15.012 | 15.012 | 0 | 3652.92
48810 | 0.04 | CBOD5 |  |  |  | 0 | 0 | 0 | 0
48810 | 0.04 | TSS | 90 | 90 |  | 45.036 | 45.036 | 0 | 10958.76
48810 | 0.04 | NH3 |  |  |  | 0 | 0 | 0 | 0
46108 | 0.001 | BOD5 |  |  |  | 0 | 0 | 0 | 0
46108 | 0.001 | CBOD5 | 20 | 20 |  | 0.2502 | 0.2502 | 0 | 60.882
46108 | 0.001 | TSS | 20 | 20 |  | 0.2502 | 0.2502 | 0 | 60.882
46108 | 0.001 | NH3 | 5 | 12 |  | 0.06255 | 0.15012 | 0 | 25.8748
38377 | 0.2 | BOD5 |  |  |  | 0 | 0 | 0 | 0
38377 | 0.2 | CBOD5 | 10 | 10 |  | 25.02 | 25.02 | 0 | 6088.2
38377 | 0.2 | TSS | 15 | 15 |  | 37.53 | 37.53 | 0 | 9132.3
38377 | 0.2 | NH3 | 2 | 8 |  | 5.004 | 20.016 | 0 | 3044.1
41181 | 0.075 | BOD5 | 30 | 30 |  | 28.1475 | 28.1475 | 0 | 6849.225
41181 | 0.075 | CBOD5 |  |  |  | 0 | 0 | 0 | 0
41181 | 0.075 | TSS | 90 | 90 |  | 84.4425 | 84.4425 | 0 | 20547.675
41181 | 0.075 | NH3 |  |  |  | 0 | 0 | 0 | 0
1601 | 4.4 | BOD5 |  |  |  | 5040 | 5040 | 0 | 1226400
1601 | 4.4 | CBOD5 |  |  |  | 0 | 0 | 0 | 0
1601 | 4.4 | TSS |  |  |  | 0 | 0 | 0 | 0
1601 | 4.4 | NH3 |  |  |  | 0 | 0 | 0 | 0
20184 | 0.5 | BOD5 |  |  |  | 0 | 0 | 0 | 0
20184 | 0.5 | CBOD5 |  |  |  | 0 | 0 | 0 | 0
20184 | 0.5 | TSS |  |  |  | 0 | 0 | 0 | 0
20184 | 0.5 | NH3 |  |  |  | 0 | 0 | 0 | 0
36064 | 0.13 | BOD5 |  |  |  | 0 | 0 | 0 | 0
36064 | 0.13 | CBOD5 | 20 | 25 |  | 32.526 | 40.6575 | 0 | 8903.9925
36064 | 0.13 | TSS | 30 | 30 |  | 48.789 | 48.789 | 0 | 11871.99
36064 | 0.13 | NH3 | 2 | 2 |  | 3.2526 | 3.2526 | 0 | 791.466
1643 | 0.36 | BOD5 |  |  |  | 3210 | 2530 | 2200 | 746173.3333
1643 | 0.36 | CBOD5 |  |  |  | 0 | 0 | 0 | 0
1643 | 0.36 | TSS |  |  |  | 2416 | 3020 | 0 | 673258.6667
1643 | 0.36 | NH3 |  |  |  | 0 | 0 | 0 | 0
2968 | 62 | BOD5 |  |  |  | 0 | 0 | 0 | see rem. In effl. Limits
2968 | 62 | CBOD5 |  |  |  | 0 | 0 | 0 | see rem. In effl. Limits
2968 | 62 | TSS |  |  |  | 0 | 0 | 0 | see rem. In effl. Limits
2968 | 62 | NH3 |  |  |  | 0 | 0 | 0 | see rem. In effl. Limits
48623 | 0.01 | BOD5 |  | 15 |  | 0 | 1.8765 | 0 | 228.3075
48623 | 0.01 | CBOD5 | 15 |  |  | 1.8765 | 0 | 0 | 228.3075
48623 | 0.01 | TSS | 20 | 20 |  | 2.502 | 2.502 | 0 | 608.82
48623 | 0.01 | NH3 | 5 |  |  | 0.6255 | 0 | 0 | 76.1025
22390 | 0.12 | BOD5 |  |  |  | 0 | 0 | 0 | 0
22390 | 0.12 | CBOD5 | 15 | 20 |  | 22.518 | 30.024 | 0 | 6392.61
22390 | 0.12 | TSS | 30 | 30 |  | 45.036 | 45.036 | 0 | 10958.76
22390 | 0.12 | NH3 | 7 | 12 |  | 10.5084 | 18.0144 | 0 | 3470.274
47996 | 0.2 | BOD5 |  |  |  | 0 | 0 | 0 | 0
47996 | 0.2 | CBOD5 | 25 | 25 |  | 62.55 | 62.55 | 0 | 15220.5
47996 | 0.2 | TSS | 30 | 30 |  | 75.06 | 75.06 | 0 | 18264.6
47996 | 0.2 | NH3 | 5 | 10 |  | 12.51 | 25.02 | 0 | 4566.15
45021 | HCR | BOD5 | 30 | 30 |  | #VALUE! | #VALUE! | #VALUE! | #VALUE!
45021 | HCR | CBOD5 |  |  |  | #VALUE! | #VALUE! | #VALUE! | #VALUE!
45021 | HCR | TSS | 90 | 90 |  | #VALUE! | #VALUE! | #VALUE! | #VALUE!
45021 | HCR | NH3 |  |  |  | #VALUE! | #VALUE! | #VALUE! | #VALUE!
46817 | 0.024 | BOD5 |  |  |  | 0 | 0 | 0 | 0
46817 | 0.024 | CBOD5 | 20 | 20 |  | 6.0048 | 6.0048 | 0 | 1461.168
46817 | 0.024 | TSS | 20 | 20 |  | 6.0048 | 6.0048 | 0 | 1461.168
46817 | 0.024 | NH3 | 5 | 12 |  | 1.5012 | 3.6029 | 0 | 620.9964
| 0.05 | BOD5* |  | 20 |  | 0 | 12.51 | 0 | 1522.05
| 0.05 | CBOD5* | 20 |  |  | 12.51 | 0 | 0 | 1522.05
| 0.05 | TSS* | 20 | 20 |  | 12.51 | 12.51 | 0 | 3044.1
| 0.05 | NH3* | 5 |  |  | 3.1275 | 0 | 0 | 380.5125
35645 | 0.41 | BOD5 |  |  |  | 0 | 0 | 0 | 0
43982 | 0.002 | CBOD5 |  |  |  | 0 | 0 | 0 | 0
35645 | 0.41 | CBOD5 | 10 | 10 |  | 51.291 | 51.291 | 0 | 12480.81
35645 | 0.41 | TSS | 15 | 15 |  | 76.9365 | 76.9365 | 0 | 18721.215
35645 | 0.41 | NH3 | 5 | 5 |  | 25.6455 | 25.6455 | 0 | 6240.405
43982 | 0.002 | BOD5 |  |  |  | 0 | 0 | 0 | 0
43982 | 0.002 | CBOD5 | 25 | 25 |  | 0.6255 | 0.6255 | 0 | 152.205
43982 | 0.002 | TSS | 30 | 30 |  | 0.7506 | 0.7506 | 0 | 182.646
43982 | 0.002 | NH3 | 5 | 10 |  | 0.1251 | 0.2502 | 0 | 45.6615
45292 | 0.015 | BOD5 |  | 30 |  | 0 | 5.6295 | 0 | 684.9225
45292 | 0.015 | CBOD5 | 20 |  |  | 3.753 | 0 | 0 | 456.615
45292 | 0.015 | TSS | 20 | 30 |  | 3.753 | 5.6295 | 0 | 1141.5375
45292 | 0.015 | NH3 | 6 |  |  | 1.1259 | 0 | 0 | 136.9845
39454 | 0.003 | BOD5 | 10 | 10 |  | 0.3753 | 0.3753 | 0 | 91.323
39454 | 0.003 | CBOD5 |  |  |  | 0 | 0 | 0 | 0
39454 | 0.003 | TSS | 15 | 15 |  | 0.56295 | 0.56295 | 0 | 136.9845
39454 | 0.003 | NH3 |  |  |  | 0 | 0 | 0 | 0
41301 | 0.025 | BOD5 |  |  |  | 0 | 0 | 0 | 0
41301 | 0.025 | CBOD5 | 10 | 10 |  | 3.1275 | 3.1275 | 0 | 761.025
41301 | 0.025 | TSS | 15 | 15 |  | 4.6913 | 4.6913 | 0 | 1141.5375
41301 | 0.025 | NH3 | 10 | 10 |  | 3.1275 | 3.1275 | 0 | 761.025
| 0.05 | BOD5 |  |  |  | 0 | 0 | 0 | 0
| 0.05 | CBOD5 | 15 | 15 |  | 9.3825 | 9.3825 | 0 | 2283.075
| 0.05 | TSS | 15 | 15 |  | 9.3825 | 9.3825 | 0 | 2283.075
| 0.05 | NH3 | 5 | 8 |  | 3.1275 | 5.004 | 0 | 989.3325
35904 | HCR * | BOD5 | 30 | 30 |  | #VALUE! | #VALUE! | #VALUE! | #VALUE!
35904 | HCR * | CBOD5 |  |  |  | #VALUE! | #VALUE! | #VALUE! | #VALUE!
35904 | HCR * | TSS | 90 | 90 |  | #VALUE! | #VALUE! | #VALUE! | #VALUE!
35904 | HCR * | NH3 |  |  |  | #VALUE! | #VALUE! | #VALUE! | #VALUE!
21679 | 0.15 | BOD5 |  |  |  | 0 | 0 | 0 | 0
21679 | 0.15 | CBOD5 | 20 | 20 |  | 37.53 | 37.53 | 0 | 9132.3
21679 | 0.15 | TSS | 30 | 30 |  | 56.295 | 56.295 | 0 | 13698.45
21679 | 0.15 | NH3 | 5 | 10 |  | 9.3825 | 18.765 | 0 | 3424.6125
39381 | 0.11 | BOD5 | 30 | 30 |  | 41.283 | 41.283 | 0 | 10045.53
39381 | 0.11 | CBOD5 |  |  |  | 0 | 0 | 0 | 0
39381 | 0.11 | TSS | 90 | 90 |  | 123.849 | 123.849 | 0 | 30136.59
39381 | 0.11 | NH3 |  |  |  | 0 | 0 | 0 | 0
33642 | 0.7 | BOD5 |  |  |  | 0 | 0 | 0 | 0
33642 | 0.7 | CBOD5 | 10 | 10 |  | 87.57 | 87.57 | 0 | 21308.7
33642 | 0.7 | TSS | 15 | 15 |  | 131.355 | 131.355 | 0 | 31963.05
33642 | 0.7 | NH3 | 5 | 10 |  | 43.785 | 87.57 | 0 | 15981.525
23833 | 0.56 | BOD5 |  |  |  | 0 | 0 | 0 | 0
23833 | 0.56 | CBOD5 | 20 | 20 |  | 140.112 | 140.112 | 0 | 34093.92
23833 | 0.56 | TSS | 20 | 20 |  | 140.112 | 140.112 | 0 | 34093.92
23833 | 0.56 | NH3 | 4 | 4 |  | 28.0224 | 28.0224 | 0 | 6818.784
680 | 0.01 | BOD5 |  |  |  | 0 | 0 | 0 | 0
680 | 0.01 | CBOD5 | 10 | 10 |  | 1.251 | 1.251 | 0 | 304.41
680 | 0.01 | TSS | 15 | 15 |  | 1.8765 | 1.8765 | 0 | 456.615
680 | 0.01 | NH3 | 5 | 5 |  | 0.6255 | 0.6255 | 0 | 152.205
21741 | 2.4 | BOD5 |  |  |  | 0 | 0 | 0 | 0
21741 | 2.4 | CBOD5 | 10 | 15 |  | 300.24 | 450.36 | 0 | 91323
21741 | 2.4 | TSS | 15 | 20 |  | 450.36 | 600.48 | 0 | 127852.2
21741 | 2.4 | NH3 | 1 | 8 |  | 30.024 | 240.192 | 0 | 32876.28
36536 | 0.62 | BOD5 |  |  |  | 0 | 0 | 0 | 0
36536 | 0.62 | CBOD5 | 10 | 10 |  | 77.562 | 77.562 | 0 | 18873.42
36536 | 0.62 | TSS | 15 | 15 |  | 116.343 | 116.343 | 0 | 28310.13
36536 | 0.62 | NH3 | 5 | 10 |  | 38.781 | 77.562 | 0 | 14155.065
43320 | 0.12 | BOD5 |  |  |  | 0 | 0 | 0 | 0
43320 | 0.12 | CBOD5 |  | 25 |  | 0 | 37.53 | 0 | 4566.15
43320 | 0.12 | TSS |  | 90 |  | 0 | 135.108 | 0 | 16438.14
43320 | 0.12 | NH3 |  | 15 |  | 0 | 22.518 | 0 | 2739.69
22454 | 0.8 | BOD5 |  |  |  | 0 | 0 | 0 | 0
22454 | 0.8 | CBOD5 | 25 | 25 |  | 250.2 | 250.2 | 0 | 60882
22454 | 0.8 | TSS | 90 | 90 |  | 900.72 | 900.72 | 0 | 219175.2
22454 | 0.8 | NH3 | 2 | 15 |  | 20.016 | 150.12 | 0 | 20699.88
20516 | 0.025 | BOD5 | 30 | 30 |  | 9.3825 | 9.3825 | 0 | 2283.075
20516 | 0.025 | CBOD5 |  |  |  | 0 | 0 | 0 | 0
20516 | 0.025 | TSS | 30 | 30 |  | 9.3825 | 9.3825 | 0 | 2283.075
20516 | 0.025 | NH3 |  |  |  | 0 | 0 | 0 | 0
20567 | 0.001 | BOD5 | 30 | 30 |  | 0.3753 | 0.3753 | 0 | 91.323
20567 | 0.001 | CBOD5 |  |  |  | 0 | 0 | 0 | 0
20567 | 0.001 | TSS | 30 | 30 |  | 0.3753 | 0.3753 | 0 | 91.323
20567 | 0.001 | NH3 |  |  |  | 0 | 0 | 0 | 0
34509 | 0.007 | BOD5 | 10 | 10 |  | 0.8757 | 0.8757 | 0 | 213.087
34509 | 0.007 | CBOD5 |  |  |  | 0 | 0 | 0 | 0
34509 | 0.007 | TSS | 15 | 15 |  | 1.3135 | 1.3135 | 0 | 319.6305
34509 | 0.007 | NH3 |  |  |  | 0 | 0 | 0 | 0
48330 | 0.005 | BOD5 |  |  |  | 0 | 0 | 0 | 0
48330 | 0.005 | CBOD5 | 15 | 20 |  | 0.93825 | 1.251 | 0 | 266.3587
48330 | 0.005 | TSS | 20 | 20 |  | 1.251 | 1.251 | 0 | 304.41
48330 | 0.005 | NH3 | 6 | 12 |  | 0.3753 | 0.7506 | 0 | 136.9845
42765 | 0.001 | BOD5 | 10 | 10 |  | 0.1251 | 0.1251 | 0 | 30.441
42765 | 0.001 | CBOD5 |  |  |  | 0 | 0 | 0 | 0
42765 | 0.001 | TSS | 15 | 15 |  | 0.18765 | 0.18765 | 0 | 45.6615
42765 | 0.001 | NH3 |  |  |  | 0 | 0 | 0 | 0
42803 | 0.05 | BOD5 | 10 | 10 |  | 6.255 | 6.255 | 0 | 1522.05
42803 | 0.05 | CBOD5 |  |  |  | 0 | 0 | 0 | 0
42803 | 0.05 | TSS | 15 | 15 |  | 9.3825 | 9.3825 | 0 | 2283.075
42803 | 0.05 | NH3 |  |  |  | 0 | 0 | 0 | 0
34614 | 0.09 | BOD5 | 30 | 30 |  | 33.777 | 33.777 | 0 | 8219.07
34614 | 0.09 | CBOD5 |  |  |  | 0 | 0 | 0 | 0
34614 | 0.09 | TSS | 90 | 90 |  | 101.331 | 101.331 | 0 | 24657.21
34614 | 0.09 | NH3 |  |  |  | 0 | 0 | 0 | 0
22551 | 0.86 | BOD5 |  |  |  | 0 | 0 | 0 | 0
22551 | 0.86 | CBOD5 | 10 | 10 |  | 107.586 | 107.586 | 0 | 26179.26
22551 | 0.86 | TSS | 15 | 15 |  | 161.379 | 161.379 | 0 | 39268.89
22551 | 0.86 | NH3 | 5 | 8 |  | 53.793 | 86.0688 | 0 | 17016.519
48313 | 0.097 | BOD5 |  |  |  | 0 | 0 | 0 | 0
48313 | 0.097 | CBOD5 |  | 25 |  | 0 | 30.3367 | 0 | 3690.9713
48313 | 0.097 | TSS |  | 90 |  | 0 | 109.2123 | 0 | 13287.4965
48313 | 0.097 | NH3 |  | 10 |  | 0 | 12.1347 | 0 | 1476.3885
34070 | 0.282 | BOD5 |  | 30 |  | 0 | 105.8346 | 0 | 12876.543
34070 | 0.282 | CBOD5 | 25 |  |  | 88.1955 | 0 | 0 | 10730.4525
34070 | 0.282 | TSS | 90 | 90 |  | 317.5038 | 317.5038 | 0 | 77259.258
34070 | 0.282 | NH3 | 5 |  |  | 17.6391 | 0 | 0 | 2146.0905
34029 | HCR | BOD5 |  | 30 |  | #VALUE! | #VALUE! | #VALUE! | #VALUE!
34029 | HCR | CBOD5 |  |  |  | #VALUE! | #VALUE! | #VALUE! | #VALUE!
34029 | HCR | TSS |  | 90 |  | #VALUE! | #VALUE! | #VALUE! | #VALUE!
34029 | HCR | NH3 |  |  |  | #VALUE! | #VALUE! | #VALUE! | #VALUE!
38679 | 0.013 | BOD5 | 10 | 10 |  | 1.6263 | 1.6263 | 0 | 395.733
38679 | 0.013 | CBOD5 |  |  |  | 0 | 0 | 0 | 0
38679 | 0.013 | TSS | 15 | 15 |  | 2.4394 | 2.4394 | 0 | 593.5995
38679 | 0.013 | NH3 |  |  |  | 0 | 0 | 0 | 0
21873 | 0.3 | BOD5 |  |  |  | 0 | 0 | 0 | 0
21873 | 0.3 | CBOD5 | 10 | 25 |  | 37.53 | 93.825 | 0 | 15981.525
21873 | 0.3 | TSS | 15 | 90 |  | 56.295 | 337.77 | 0 | 47944.575
21873 | 0.3 | NH3 | 5 | 10 |  | 18.765 | 37.53 | 0 | 6849.225
39403 | 0.07 | BOD5 | 10 | 10 |  | 8.757 | 8.757 | 0 | 2130.87
39403 | 0.07 | CBOD5 |  |  |  | 0 | 0 | 0 | 0
39403 | 0.07 | TSS | 15 | 15 |  | 13.1355 | 13.1355 | 0 | 3196.305
39403 | 0.07 | NH3 |  |  |  | 0 | 0 | 0 | 0
42293 | 0.035 | BOD5 |  |  |  | 0 | 0 | 0 | 0
42293 | 0.035 | CBOD5 | 10 | 10 |  | 4.3785 | 4.3785 | 0 | 1065.435
42293 | 0.035 | TSS | 15 | 15 |  | 6.5678 | 6.5678 | 0 | 1598.1525
42293 | 0.035 | NH3 | 5 | 10 |  | 2.1892 | 4.3785 | 0 | 799.0762
3991 | 0.18 | BOD5 |  |  |  | 0 | 0 | 0 | 0
3991 | 0.18 | CBOD5 | 10 | 10 |  | 22.518 | 22.518 | 0 | 5479.38
3991 | 0.18 | TSS | 15 | 15 |  | 33.777 | 33.777 | 0 | 8219.07
3991 | 0.18 | NH3 | 5 | 10 |  | 11.259 | 22.518 | 0 | 4109.535
42609 | 0.072 | BOD5 |  |  |  | 0 | 0 | 0 | 0
42609 | 0.072 | CBOD5 |  |  |  | 0 | 0 | 0 | 0
42609 | 0.072 | TSS |  |  |  | 0 | 0 | 0 | 0
42609 | 0.072 | NH3 |  |  |  | 0 | 0 | 0 | 0
33863 | 0.5 | BOD5 |  |  |  | 0 | 0 | 0 | 0
33863 | 0.5 | CBOD5 | 20 | 20 |  | 125.1 | 125.1 | 0 | 30441
33863 | 0.5 | TSS | 20 | 30 |  | 125.1 | 187.65 | 0 | 38051.25
33863 | 0.5 | NH3 | 4 | 6 |  | 25.02 | 37.53 | 0 | 7610.25
34321 | 2.6 | BOD5* |  |  |  | 0 | 0 | 0 | 0
34321 | 2.6 | CBOD5* | 10 | 10 |  | 325.26 | 325.26 | 0 | 79146.6
34321 | 2.6 | TSS* | 15 | 15 |  | 487.89 | 487.89 | 0 | 118719.9
34321 | 2.6 | NH3* | 3 | 10 |  | 97.578 | 325.26 | 0 | 51445.29
44679 | 0.01 | BOD5 |  |  |  | 0 | 0 | 0 | 0
44679 | 0.01 | CBOD5 | 20 | 20 |  | 2.502 | 2.502 | 0 | 608.82
44679 | 0.01 | TSS | 20 | 20 |  | 2.502 | 2.502 | 0 | 608.82
44679 | 0.01 | NH3 | 5 | 14 |  | 0.6255 | 1.7514 | 0 | 289.1895
46469 | 0.005 | BOD5 |  |  |  | 0 | 0 | 0 | 0
46469 | 0.005 | CBOD5 | 10 | 10 |  | 0.6255 | 0.6255 | 0 | 152.205
46469 | 0.005 | TSS | 15 | 15 |  | 0.93825 | 0.93825 | 0 | 228.3075
46469 | 0.005 | NH3 | 10 | 10 |  | 0.6255 | 0.6255 | 0 | 152.205
44547 | 0.6 | BOD5* |  |  |  | 0 | 0 | 0 | 0
44547 | 0.6 | CBOD5* | 10 | 10 |  | 75.06 | 75.06 | 0 | 18264.6
44547 | 0.6 | TSS* | 15 | 15 |  | 112.59 | 112.59 | 0 | 27396.9
44547 | 0.6 | NH3* | 5 | 5 |  | 37.53 | 37.53 | 0 | 9132.3
35483 | 0.07 | BOD5 |  |  |  | 0 | 0 | 0 | 0
35483 | 0.07 | CBOD5 | 25 | 25 |  | 21.8925 | 21.8925 | 0 | 5327.175
35483 | 0.07 | TSS | 30 | 30 |  | 26.271 | 26.271 | 0 | 6392.61
35483 | 0.07 | NH3 | 4 | 12 |  | 3.5028 | 10.5084 | 0 | 1704.696
46256 | 0.14 | BOD5 | 30 | 30 |  | 52.542 | 52.542 | 0 | 12785.22
46256 | 0.14 | CBOD5 |  |  |  | 0 | 0 | 0 | 0
46256 | 0.14 | TSS | 90 | 90 |  | 157.626 | 157.626 | 0 | 38355.66
46256 | 0.14 | NH3 |  |  |  | 0 | 0 | 0 | 0
40100 | 0.036 | BOD5 | 30 | 30 |  | 13.5108 | 13.5108 | 0 | 3287.628
40100 | 0.036 | CBOD5 |  |  |  | 0 | 0 | 0 | 0
40100 | 0.036 | TSS | 90 | 90 |  | 40.5324 | 40.5324 | 0 | 9862.884
40100 | 0.036 | NH3 |  |  |  | 0 | 0 | 0 | 0
22411 | 0.275 | BOD5 |  |  |  | 0 | 0 | 0 | 0
22411 | 0.275 | CBOD5 | 15 | 20 |  | 51.6037 | 68.805 | 0 | 14649.7313
22411 | 0.275 | TSS | 15 | 20 |  | 51.6037 | 68.805 | 0 | 14649.7313
22411 | 0.275 | NH3 | 5 | 9 |  | 17.2013 | 30.9623 | 0 | 5859.8925
22381 | 1.75 | BOD5* |  |  |  | 0 | 0 | 0 | 0
22381 | 1.75 | CBOD5* | 10 | 10 |  | 218.925 | 218.925 | 0 | 53271.75
22381 | 1.75 | TSS* | 15 | 15 |  | 328.3875 | 328.3875 | 0 | 79907.625
22381 | 1.75 | NH3* | 3 | 8 |  | 65.6775 | 175.14 | 0 | 29299.4625
| 0.1 | BOD5 |  |  |  | 0 | 0 | 0 | 0
| 0.1 | CBOD5 | 15 | 20 |  | 18.765 | 25.02 | 0 | 5327.175
| 0.1 | TSS | 20 | 20 |  | 25.02 | 25.02 | 0 | 6088.2
| 0.1 | NH3 | 6 | 12 |  | 7.506 | 15.012 | 0 | 2739.69
43389 | 2.3 | BOD5 | 30 | 30 |  | 863.19 | 863.19 | 0 | 210042.9
43389 | 2.3 | CBOD5 |  |  |  | 0 | 0 | 0 | 0
43389 | 2.3 | TSS | 90 | 90 |  | 2589.57 | 2589.57 | 0 | 630128.7
43389 | 2.3 | NH3 |  |  |  | 0 | 0 | 0 | 0
33197 | 0.008 | BOD5 |  |  |  | 0 | 0 | 0 | 0
33197 | 0.008 | CBOD5 | 10 | 10 |  | 1.0008 | 1.0008 | 0 | 243.528
33197 | 0.008 | TSS | 15 | 15 |  | 1.5012 | 1.5012 | 0 | 365.292
33197 | 0.008 | NH3 | 5 | 10 |  | 0.5004 | 1.0008 | 0 | 182.646
44521 | 0.014 | BOD5 |  |  |  | 0 | 0 | 0 | 0
44521 | 0.014 | CBOD5 | 10 | 10 |  | 1.7514 | 1.7514 | 0 | 426.174
44521 | 0.014 | TSS | 15 | 15 |  | 2.6271 | 2.6271 | 0 | 639.261
44521 | 0.014 | NH3 | 5 | 10 |  | 0.8757 | 1.7514 | 0 | 319.6305
38989 | 0.07 | BOD5 |  |  |  | 0 | 0 | 0 | 0
38989 | 0.07 | CBOD5 | 20 | 20 |  | 17.514 | 17.514 | 0 | 4261.74
38989 | 0.07 | TSS | 20 | 20 |  | 17.514 | 17.514 | 0 | 4261.74
38989 | 0.07 | NH3 | 6 | 15 |  | 5.2542 | 13.1355 | 0 | 2237.4135
34720 | 0.1 | BOD5 |  | 30 |  | 0 | 37.53 | 0 | 4566.15
34720 | 0.1 | CBOD5 |  |  |  | 0 | 0 | 0 | 0
34720 | 0.1 | TSS |  | 90 |  | 0 | 112.59 | 0 | 13698.45
34720 | 0.1 | NH3 |  |  |  | 0 | 0 | 0 | 0
44822 | 0.075 | BOD5 |  |  |  | 0 | 0 | 0 | 0
44822 | 0.075 | CBOD5 | 20 | 20 |  | 18.765 | 18.765 | 0 | 4566.15
44822 | 0.075 | TSS | 20 | 20 |  | 18.765 | 18.765 | 0 | 4566.15
44822 | 0.075 | NH3 | 4 | 12 |  | 3.753 | 11.259 | 0 | 1826.46
40312 | 0.006 | BOD5 |  |  |  | 0 | 0 | 0 | 0
40312 | 0.006 | CBOD5 | 10 | 10 |  | 0.7506 | 0.7506 | 0 | 182.646
40312 | 0.006 | TSS | 15 | 15 |  | 1.1259 | 1.1259 | 0 | 273.969
40312 | 0.006 | NH3 | 3 | 3 |  | 0.22518 | 0.22518 | 0 | 54.7938
40258 | 0.001 | BOD5 | 10 | 10 |  | 0.1251 | 0.1251 | 0 | 30.441
40258 | 0.001 | CBOD5 |  |  |  | 0 | 0 | 0 | 0
40258 | 0.001 | TSS | 15 | 15 |  | 0.18765 | 0.18765 | 0 | 45.6615
40258 | 0.001 | NH3 |  |  |  | 0 | 0 | 0 | 0
37249 | 0.5 | BOD5 |  |  |  | 0 | 0 | 0 | 0
37249 | 0.5 | CBOD5 | 10 | 10 |  | 62.55 | 62.55 | 0 | 15220.5
37249 | 0.5 | TSS | 15 | 15 |  | 93.825 | 93.825 | 0 | 22830.75
37249 | 0.5 | NH3 | 5 | 10 |  | 31.275 | 62.55 | 0 | 11415.375
36081 | 0.007 | BOD5 |  |  |  | 0 | 0 | 0 | 0
36081 | 0.007 | CBOD5 | 10 | 10 |  | 0.8757 | 0.8757 | 0 | 213.087
36081 | 0.007 | TSS | 15 | 15 |  | 1.3135 | 1.3135 | 0 | 319.6305
36081 | 0.007 | NH3 | 5 | 10 |  | 0.43785 | 0.8757 | 0 | 159.8152
37435 | 0.003 | BOD5 |  |  |  | 0 | 0 | 0 | 0
37435 | 0.003 | CBOD5 | 10 | 10 |  | 0.3753 | 0.3753 | 0 | 91.323
37435 | 0.003 | TSS | 15 | 15 |  | 0.56295 | 0.56295 | 0 | 136.9845
37435 | 0.003 | NH3 | 5 | 10 |  | 0.18765 | 0.3753 | 0 | 68.4922
22438 | HCR | BOD5 |  | 30 |  | #VALUE! | #VALUE! | #VALUE! | #VALUE!
22438 | HCR | CBOD5 |  |  |  | #VALUE! | #VALUE! | #VALUE! | #VALUE!
22438 | HCR | TSS |  | 90 |  | #VALUE! | #VALUE! | #VALUE! | #VALUE!
22438 | HCR | NH3 |  |  |  | #VALUE! | #VALUE! | #VALUE! | #VALUE!
38466 | 1.2 | BOD5 |  |  |  | 0 | 0 | 0 | 0
38466 | 1.2 | CBOD5 | 10 | 10 |  | 150.12 | 150.12 | 0 | 36529.2
38466 | 1.2 | TSS | 15 | 15 |  | 225.18 | 225.18 | 0 | 54793.8
38466 | 1.2 | NH3 | 5 | 12 |  | 75.06 | 180.144 | 0 | 31049.82
35891 | 0.05 | BOD5 |  |  |  | 0 | 0 | 0 | 0
35891 | 0.05 | CBOD5 | 20 | 20 |  | 12.51 | 12.51 | 0 | 3044.1
35891 | 0.05 | TSS | 20 | 20 |  | 12.51 | 12.51 | 0 | 3044.1
35891 | 0.05 | NH3 | 5 | 12 |  | 3.1275 | 7.506 | 0 | 1293.7425
38458 | 0.8 | BOD5 | 10 | 10 |  | 100.08 | 100.08 | 0 | 24352.8
38458 | 0.8 | CBOD5 |  |  |  | 0 | 0 | 0 | 0
38458 | 0.8 | TSS | 15 | 15 |  | 150.12 | 150.12 | 0 | 36529.2
38458 | 0.8 | NH3 |  |  |  | 0 | 0 | 0 | 0
35785 | 0.12 | BOD5 |  |  |  | 0 | 0 | 0 | 0
35785 | 0.12 | CBOD5 | 25 | 25 |  | 37.53 | 37.53 | 0 | 9132.3
35785 | 0.12 | TSS | 90 | 90 |  | 135.108 | 135.108 | 0 | 32876.28
35785 | 0.12 | NH3 | 4 | 12 |  | 6.0048 | 18.0144 | 0 | 2922.336
36501 | 0.03 | BOD5 |  |  |  | 0 | 0 | 0 | 0
36501 | 0.03 | CBOD5 | 25 | 25 |  | 9.3825 | 9.3825 | 0 | 2283.075
36501 | 0.03 | TSS | 90 | 90 |  | 33.777 | 33.777 | 0 | 8219.07
36501 | 0.03 | NH3 | 3 | 10 |  | 1.1259 | 3.753 | 0 | 593.5995
39608 | 0.1 | BOD5 |  |  |  | 0 | 0 | 0 | 0
39608 | 0.1 | CBOD5 | 25 | 25 |  | 31.275 | 31.275 | 0 | 7610.25
39608 | 0.1 | TSS | 30 | 30 |  | 37.53 | 37.53 | 0 | 9132.3
39608 | 0.1 | NH3 | 5 | 10 |  | 6.255 | 12.51 | 0 | 2283.075
35254 | 0.2 | BOD5 |  |  |  | 0 | 0 | 0 | 0
35254 | 0.2 | CBOD5 | 25 | 25 |  | 62.55 | 62.55 | 0 | 15220.5
35254 | 0.2 | TSS | 30 | 30 |  | 75.06 | 75.06 | 0 | 18264.6
35254 | 0.2 | NH3 | 5 | 10 |  | 12.51 | 25.02 | 0 | 4566.15
| 0.05 | BOD5 | 30 | 30 |  | 18.765 | 18.765 | 0 | 4566.15
| 0.05 | CBOD5 |  |  |  | 0 | 0 | 0 | 0
| 0.05 | TSS | 90 | 90 |  | 56.295 | 56.295 | 0 | 13698.45
| 0.05 | NH3 |  |  |  | 0 | 0 | 0 | 0
868 | 0.58 | BOD5 |  |  |  | 0 | 0 | 0 | 0
868 | 0.58 | CBOD5 | 10 | 20 |  | 72.558 | 145.116 | 0 | 26483.67
868 | 0.58 | TSS | 15 | 20 |  | 108.837 | 145.116 | 0 | 30897.615
868 | 0.58 | NH3 | 5 | 10 |  | 36.279 | 72.558 | 0 | 13241.835
33880 | 12 | BOD5 |  |  |  | 0 | 0 | 0 | 0
33880 | 12 | CBOD5 | 10 | 10 |  | 1501.2 | 1501.2 | 0 | 365292
33880 | 12 | TSS | 15 | 15 |  | 2251.8 | 2251.8 | 0 | 547938
33880 | 12 | NH3 | 10 | 10 |  | 1501.2 | 1501.2 | 0 | 365292
39284 | 0.5 | BOD5 |  |  |  | 0 | 0 | 0 | 0
39284 | 0.5 | CBOD5 | 10 | 10 |  | 62.55 | 62.55 | 0 | 15220.5
39284 | 0.5 | TSS | 15 | 15 |  | 93.825 | 93.825 | 0 | 22830.75
39284 | 0.5 | NH3 | 2 | 8 |  | 12.51 | 50.04 | 0 | 7610.25
34291 | 1 | BOD5 |  |  |  | 0 | 0 | 0 | 0
34291 | 1 | CBOD5 | 10 | 10 |  | 125.1 | 125.1 | 0 | 30441
34291 | 1 | TSS | 15 | 15 |  | 187.65 | 187.65 | 0 | 45661.5
34291 | 1 | NH3 | 3 | 9 |  | 37.53 | 112.59 | 0 | 18264.6
41734 | 1.4 | BOD5 |  |  |  | 0 | 0 | 0 | 0
41734 | 1.4 | CBOD5 |  |  |  | 0 | 0 | 0 | 0
41734 | 1.4 | TSS |  |  |  | 0 | 0 | 0 | 0
41734 | 1.4 | NH3 |  |  |  | 0 | 0 | 0 | 0
20141 | 0.41 | BOD5 |  |  |  | 0 | 0 | 0 | 0
20141 | 0.41 | CBOD5 | 15 | 15 |  | 76.9365 | 76.9365 | 0 | 18721.215
20141 | 0.41 | TSS | 20 | 20 |  | 102.582 | 102.582 | 0 | 24961.62
20141 | 0.41 | NH3 | 6 | 12 |  | 30.7746 | 61.5492 | 0 | 11232.729
38148 | 0.005 | BOD5 |  |  |  | 0 | 0 | 0 | 0
38148 | 0.005 | CBOD5 | 10 | 10 |  | 0.6255 | 0.6255 | 0 | 152.205
38148 | 0.005 | TSS | 15 | 15 |  | 0.93825 | 0.93825 | 0 | 228.3075
38148 | 0.005 | NH3 | 5 | 10 |  | 0.31275 | 0.6255 | 0 | 114.1538
21326 | 1 | BOD5 |  |  |  | 0 | 0 | 0 | 0
21326 | 1 | CBOD5 | 15 | 20 |  | 187.65 | 250.2 | 0 | 53271.75
21326 | 1 | TSS | 15 | 20 |  | 187.65 | 250.2 | 0 | 53271.75
21326 | 1 | NH3 | 5 | 9 |  | 62.55 | 112.59 | 0 | 21308.7
21547 | 0.23 | BOD5 |  |  |  | 0 | 0 | 0 | 0
21547 | 0.23 | CBOD5 | 15 | 15 |  | 43.1595 | 43.1595 | 0 | 10502.145
21547 | 0.23 | TSS | 15 | 15 |  | 43.1595 | 43.1595 | 0 | 10502.145
21547 | 0.23 | NH3 | 4 | 11 |  | 11.5092 | 31.6503 | 0 | 5251.0725
22284 | 0.1 | BOD5 |  |  |  | 0 | 0 | 0 | 0
22284 | 0.1 | CBOD5 | 15 | 15 |  | 18.765 | 18.765 | 0 | 4566.15
22284 | 0.1 | TSS | 15 | 15 |  | 18.765 | 18.765 | 0 | 4566.15
22284 | 0.1 | NH3 | 4 | 10 |  | 5.004 | 12.51 | 0 | 2130.87
41700 | 0.012 | BOD5 |  |  |  | 0 | 0 | 0 | 0
41700 | 0.012 | CBOD5 | 10 | 10 |  | 1.5012 | 1.5012 | 0 | 365.292
41700 | 0.012 | TSS | 15 | 15 |  | 2.2518 | 2.2518 | 0 | 547.938
41700 | 0.012 | NH3 | 4 | 4 |  | 0.60048 | 0.60048 | 0 | 146.1168
48178 | 0.07 | BOD5 |  |  |  | 0 | 0 | 0 | 0
48178 | 0.07 | CBOD5 | 20 | 20 |  | 17.514 | 17.514 | 0 | 4261.74
48178 | 0.07 | TSS | 20 | 20 |  | 17.514 | 17.514 | 0 | 4261.74
48178 | 0.07 | NH3 | 5 | 12 |  | 4.3785 | 10.5084 | 0 | 1811.2395
48658 | 0.032 | BOD5 |  | 20 |  | 0 | 8.0064 | 0 | 974.112
48658 | 0.032 | CBOD5 | 15 |  |  | 6.0048 | 0 | 0 | 730.584
48658 | 0.032 | TSS | 20 | 20 |  | 8.0064 | 8.0064 | 0 | 1948.224
48658 | 0.032 | NH3 | 5 |  |  | 2.0016 | 0 | 0 | 243.528
| 0.02 | BOD5 |  |  |  | 0 | 0 | 0 | 0
| 0.02 | CBOD5 | 15 | 20 |  | 3.753 | 5.004 | 0 | 1065.435
| 0.02 | TSS | 20 | 20 |  | 5.004 | 5.004 | 0 | 1217.64
| 0.02 | NH3 | 5 | 12 |  | 1.251 | 3.0024 | 0 | 517.497
37419 | 0.25 | BOD5 |  |  |  | 0 | 0 | 0 | 0
37419 | 0.25 | CBOD5 | 20 | 25 |  | 62.55 | 78.1875 | 0 | 17123.0625
37419 | 0.25 | TSS | 20 | 30 |  | 62.55 | 93.825 | 0 | 19025.625
37419 | 0.25 | NH3 | 4 | 4 |  | 12.51 | 12.51 | 0 | 3044.1
37419 | 0.11 | BOD5 |  |  |  | 0 | 0 | 0 | 0
37419 | 0.11 | CBOD5 | 15 | 20 |  | 20.6415 | 27.522 | 0 | 5859.8925
37419 | 0.11 | TSS | 20 | 20 |  | 27.522 | 27.522 | 0 | 6697.02
37419 | 0.11 | NH3 | 5 | 15 |  | 6.8805 | 20.6415 | 0 | 3348.51
22004 | 2 | BOD5 |  |  |  | 0 | 0 | 0 | 0
22004 | 2 | CBOD5 | 10 | 10 |  | 250.2 | 250.2 | 0 | 60882
22004 | 2 | TSS | 15 | 15 |  | 375.3 | 375.3 | 0 | 91323
22004 | 2 | NH3 | 3 | 3 |  | 75.06 | 75.06 | 0 | 18264.6
44652 | 0.018 | BOD5 |  |  |  | 0 | 0 | 0 | 0
44652 | 0.018 | CBOD5 | 10 | 10 |  | 2.2518 | 2.2518 | 0 | 547.938
44652 | 0.018 | TSS | 15 | 15 |  | 3.3777 | 3.3777 | 0 | 821.907
44652 | 0.018 | NH3 | 5 | 10 |  | 1.1259 | 2.2518 | 0 | 410.9535
22268 | 0.135 | BOD5 | 30 | 30 |  | 50.6655 | 50.6655 | 0 | 12328.605
22268 | 0.135 | CBOD5 |  |  |  | 0 | 0 | 0 | 0
22268 | 0.135 | TSS | 90 | 90 |  | 151.9965 | 151.9965 | 0 | 36985.815
22268 | 0.135 | NH3 |  |  |  | 0 | 0 | 0 | 0
558 | 8.5 | BOD5* |  |  |  | 0 | 0 | 0 | 0
558 | 8.5 | CBOD5* |  |  |  | 4598 | 6 | 3979 | 560153.3333
558 | 8.5 | TSS* |  |  |  | 0 | 0 | 0 | 0
558 | 8.5 | NH3* |  |  |  | 0 | 0 | 0 | 0
40070 | 0.008 | BOD5 | 30 | 30 |  | 3.0024 | 3.0024 | 0 | 730.584
40070 | 0.008 | CBOD5 |  |  |  | 0 | 0 | 0 | 0
40070 | 0.008 | TSS | 30 | 30 |  | 3.0024 | 3.0024 | 0 | 730.584
40070 | 0.008 | NH3 |  |  |  | 0 | 0 | 0 | 0
558 | HCR | BOD5 |  |  |  | 1000 | 1000 | #VALUE! | 243333.3333
558 | HCR | CBOD5 |  |  |  | #VALUE! | #VALUE! | #VALUE! | #VALUE!
558 | HCR | TSS |  |  |  | 2000 | 2000 | #VALUE! | 486666.6667
558 | HCR | NH3 |  |  |  | #VALUE! | #VALUE! | #VALUE! | #VALUE!
21678 | 0.15 | BOD5 |  | 15 |  | 0 | 28.1475 | 0 | 3424.6125
21678 | 0.15 | CBOD5 | 15 |  |  | 28.1475 | 0 | 0 | 3424.6125
21678 | 0.15 | TSS | 30 | 30 |  | 56.295 | 56.295 | 0 | 13698.45
21678 | 0.15 | NH3 | 5 |  |  | 9.3825 | 0 | 0 | 1141.5375
37117 | 0.08 | BOD5 |  | 20 |  | 0 | 20.016 | 0 | 2435.28
37117 | 0.08 | CBOD5 | 20 |  |  | 20.016 | 0 | 0 | 2435.28
37117 | 0.08 | TSS | 20 | 20 |  | 20.016 | 20.016 | 0 | 4870.56
37117 | 0.08 | NH3 | 5 |  |  | 5.004 | 0 | 0 | 608.82
1970 | 41 | BOD5* |  |  |  | 30775 | 43582 | 35904 | 15285202
1970 | 41 | CBOD5 |  |  |  | 0 | 0 | 0 | 0
1970 | 41 | TSS |  |  |  | 0 | 0 | 0 | 0
1970 | 41 | NH3 |  |  |  | 0 | 0 | 0 | 0
46698 | 0.13 | BOD5 | 30 | 30 |  | 48.789 | 48.789 | 0 | 11871.99
46698 | 0.13 | CBOD5 |  |  |  | 0 | 0 | 0 | 0
46698 | 0.13 | TSS | 30 | 30 |  | 48.789 | 48.789 | 0 | 11871.99
46698 | 0.13 | NH3 |  |  |  | 0 | 0 | 0 | 0
20222 | 0.014 | BOD5 | 10 | 10 |  | 1.7514 | 1.7514 | 0 | 426.174
20222 | 0.014 | CBOD5 |  |  |  | 0 | 0 | 0 | 0
20222 | 0.014 | TSS | 15 | 15 |  | 2.6271 | 2.6271 | 0 | 639.261
20222 | 0.014 | NH3 |  |  |  | 0 | 0 | 0 | 0
45080 | 0.001 | BOD5 |  |  |  | 0 | 0 | 0 | 0
45080 | 0.001 | CBOD5 | 10 | 10 |  | 0.1251 | 0.1251 | 0 | 30.441
45080 | 0.001 | TSS | 15 | 15 |  | 0.18765 | 0.18765 | 0 | 45.6615
45080 | 0.001 | NH3 | 5 | 10 |  | 0.06255 | 0.1251 | 0 | 22.8307
39616 | 0.01 | BOD5 |  |  |  | 0 | 0 | 0 | 0
39616 | 0.01 | CBOD5 | 20 | 20 |  | 2.502 | 2.502 | 0 | 608.82
39616 | 0.01 | TSS | 20 | 20 |  | 2.502 | 2.502 | 0 | 608.82
39616 | 0.01 | NH3 | 5 | 10 |  | 0.6255 | 1.251 | 0 | 228.3075
47732 | NA | BOD5 | 50 | 50 |  | #VALUE! | #VALUE! | #VALUE! | #VALUE!
47732 | NA | CBOD5 |  |  |  | #VALUE! | #VALUE! | #VALUE! | #VALUE!
47732 | NA | TSS |  |  |  | #VALUE! | #VALUE! | #VALUE! | #VALUE!
47732 | NA | NH3 |  |  |  | #VALUE! | #VALUE! | #VALUE! | #VALUE!
41335 | 7.02 | BOD5* |  |  |  | 0 | 0 | 0 | 0
41335 | 7.02 | CBOD5* | 10 | 10 |  | 878.202 | 878.202 | 0 | 213695.82
41335 | 7.02 | TSS* | 15 | 15 |  | 1317.303 | 1317.303 | 0 | 320543.73
41335 | 7.02 | NH3* | 5 | 10 |  | 439.101 | 878.202 | 0 | 160271.865
33464 | 2.9 | BOD5 |  |  |  | 0 | 0 | 0 | 0
33464 | 2.9 | CBOD5 | 10 | 10 |  | 362.79 | 362.79 | 0 | 88278.9
33464 | 2.9 | TSS | 15 | 15 |  | 544.185 | 544.185 | 0 | 132418.35
33464 | 2.9 | NH3 | 5 | 10 |  | 181.395 | 362.79 | 0 | 66209.175
34584 | 0.1 | BOD5 |  |  |  | 0 | 0 | 0 | 0
34584 | 0.1 | CBOD5 | 15 | 25 |  | 18.765 | 31.275 | 0 | 6088.2
34584 | 0.1 | TSS | 15 | 30 |  | 18.765 | 37.53 | 0 | 6849.225
34584 | 0.1 | NH3 | 5 | 15 |  | 6.255 | 18.765 | 0 | 3044.1
48151 | 0.24 | BOD5 | 30 | 30 |  | 90.072 | 90.072 | 0 | 21917.52
48151 | 0.24 | CBOD5 |  |  |  | 0 | 0 | 0 | 0
48151 | 0.24 | TSS | 90 | 90 |  | 270.216 | 270.216 | 0 | 65752.56
48151 | 0.24 | NH3 |  |  |  | 0 | 0 | 0 | 0
46655 | 0.075 | BOD5 |  |  |  | 0 | 0 | 0 | 0
46655 | 0.075 | CBOD5 | 20 | 20 |  | 18.765 | 18.765 | 0 | 4566.15
46655 | 0.075 | TSS | 20 | 20 |  | 18.765 | 18.765 | 0 | 4566.15
46655 | 0.075 | NH3 | 5 | 12 |  | 4.6913 | 11.259 | 0 | 1940.6137
44423 | 0.018 | BOD5 |  |  |  | 0 | 0 | 0 | 0
44423 | 0.018 | CBOD5 | 10 | 10 |  | 2.2518 | 2.2518 | 0 | 547.938
44423 | 0.018 | TSS | 15 | 15 |  | 3.3777 | 3.3777 | 0 | 821.907
44423 | 0.018 | NH3 | 5 | 10 |  | 1.1259 | 2.2518 | 0 | 410.9535
45845 | 1.3 | BOD5 | 17 | 17 |  | 276.471 | 276.471 | 0 | 67274.61
45845 | 1.3 | CBOD5 |  |  |  | 0 | 0 | 0 | 0
45845 | 1.3 | TSS | 15 | 15 |  | 243.945 | 243.945 | 0 | 59359.95
45845 | 1.3 | NH3 |  |  |  | 0 | 0 | 0 | 0
35963 | 0.01 | BOD5 |  |  |  | 0 | 0 | 0 | 0
35963 | 0.01 | CBOD5 | 15 | 20 |  | 1.8765 | 2.502 | 0 | 532.7175
35963 | 0.01 | TSS | 30 | 30 |  | 3.753 | 3.753 | 0 | 913.23
35963 | 0.01 | NH3 | 6 | 12 |  | 0.7506 | 1.5012 | 0 | 273.969
43893 | 0.03 | BOD5 |  |  |  | 0 | 0 | 0 | 0
43893 | 0.03 | CBOD5 | 15 | 15 |  | 5.6295 | 5.6295 | 0 | 1369.845
43893 | 0.03 | TSS | 30 | 30 |  | 11.259 | 11.259 | 0 | 2739.69
43893 | 0.03 | NH3 | 6 | 13 |  | 2.2518 | 4.8789 | 0 | 867.5685
22152 | 0.1 | BOD5 |  |  |  | 0 | 0 | 0 | 0
22152 | 0.1 | CBOD5 | 20 | 20 |  | 25.02 | 25.02 | 0 | 6088.2
22152 | 0.1 | TSS | 20 | 20 |  | 25.02 | 25.02 | 0 | 6088.2
22152 | 0.1 | NH3 | 5 | 12 |  | 6.255 | 15.012 | 0 | 2587.485
37907 | 3 | BOD5 |  |  |  | 0 | 0 | 0 | 0
37907 | 3 | CBOD5 | 15 | 15 |  | 562.95 | 562.95 | 0 | 136984.5
37907 | 3 | TSS | 20 | 20 |  | 750.6 | 750.6 | 0 | 182646
37907 | 3 | NH3 | 7 | 10 |  | 262.71 | 375.3 | 0 | 77624.55
43401 | 9 | BOD5 |  |  |  | 0 | 0 | 0 | 0
43401 | 9 | CBOD5 | 20 | 20 |  | 2251.8 | 2251.8 | 0 | 547938
43401 | 9 | TSS | 30 | 30 |  | 3377.7 | 3377.7 | 0 | 821907
43401 | 9 | NH3 | 7 | 12 |  | 788.13 | 1351.08 | 0 | 260270.55
35424 | 0.03 | BOD5 |  |  |  | 0 | 0 | 0 | 0
35424 | 0.03 | CBOD5 | 10 | 10 |  | 3.753 | 3.753 | 0 | 913.23
35424 | 0.03 | TSS | 15 | 15 |  | 5.6295 | 5.6295 | 0 | 1369.845
35424 | 0.03 | NH3 | 5 | 10 |  | 1.8765 | 3.753 | 0 | 684.9225
44431 | 0.011 | BOD5 |  | 20 |  | 0 | 2.7522 | 0 | 334.851
44431 | 0.011 | CBOD5 | 20 |  |  | 2.7522 | 0 | 0 | 334.851
44431 | 0.011 | TSS | 30 | 30 |  | 4.1283 | 4.1283 | 0 | 1004.553
44431 | 0.011 | NH3 | 5 |  |  | 0.68805 | 0 | 0 | 83.7127
35742 | 0.2 | BOD5 | 30 | 30 |  | 75.06 | 75.06 | 0 | 18264.6
35742 | 0.2 | CBOD5 |  |  |  | 0 | 0 | 0 | 0
35742 | 0.2 | TSS | 90 | 90 |  | 225.18 | 225.18 | 0 | 54793.8
35742 | 0.2 | NH3 |  |  |  | 0 | 0 | 0 | 0
| 0.03 | BOD5 |  | 30 |  | 0 | 11.259 | 0 | 1369.845
| 0.03 | CBOD5 |  |  |  | 0 | 0 | 0 | 0
| 0.03 | TSS |  | 90 |  | 0 | 33.777 | 0 | 4109.535
| 0.03 | NH3 |  |  |  | 0 | 0 | 0 | 0
22179 | 0.26 | BOD5 |  | 30 |  | 0 | 97.578 | 0 | 11871.99
22179 | 0.26 | CBOD5 |  |  |  | 0 | 0 | 0 | 0
22179 | 0.26 | TSS |  | 90 |  | 0 | 292.734 | 0 | 35615.97
22179 | 0.26 | NH3 |  |  |  | 0 | 0 | 0 | 0
46302 | 0.044 | BOD5 |  |  |  | 0 | 0 | 0 | 0
46302 | 0.044 | CBOD5 | 15 | 15 |  | 8.2566 | 8.2566 | 0 | 2009.106
46302 | 0.044 | TSS | 20 | 20 |  | 11.0088 | 11.0088 | 0 | 2678.808
46302 | 0.044 | NH3 | 5 | 12 |  | 2.7522 | 6.6053 | 0 | 1138.4934
34754 | 0.15 | BOD5 | 30 | 30 |  | 56.295 | 56.295 | 0 | 13698.45
34754 | 0.15 | CBOD5 |  |  |  | 0 | 0 | 0 | 0
34754 | 0.15 | TSS | 90 | 90 |  | 168.885 | 168.885 | 0 | 41095.35
34754 | 0.15 | NH3 |  |  |  | 0 | 0 | 0 | 0
22322 | 0.2 | BOD5 |  |  |  | 0 | 0 | 0 | 0
22322 | 0.2 | CBOD5 | 20 | 20 |  | 50.04 | 50.04 | 0 | 12176.4
22322 | 0.2 | TSS | 20 | 20 |  | 50.04 | 50.04 | 0 | 12176.4
22322 | 0.2 | NH3 | 5 | 12 |  | 12.51 | 30.024 | 0 | 5174.97
37613 | 0.05 | BOD5 |  |  |  | 0 | 0 | 0 | 0
37613 | 0.05 | CBOD5 | 15 | 15 |  | 9.3825 | 9.3825 | 0 | 2283.075
37613 | 0.05 | TSS | 15 | 15 |  | 9.3825 | 9.3825 | 0 | 2283.075
37613 | 0.05 | NH3 | 4 | 10 |  | 2.502 | 6.255 | 0 | 1065.435
43672 | 0.06 | BOD5 |  |  |  | 0 | 0 | 0 | 0
43672 | 0.06 | CBOD5 | 25 | 25 |  | 18.765 | 18.765 | 0 | 4566.15
43672 | 0.06 | TSS | 90 | 90 |  | 67.554 | 67.554 | 0 | 16438.14
43672 | 0.06 | NH3 | 3 | 12 |  | 2.2518 | 9.0072 | 0 | 1369.845
47074 | 0.007 | BOD5 |  |  |  | 0 | 0 | 0 | 0
47074 | 0.007 | CBOD5 | 15 | 20 |  | 1.3135 | 1.7514 | 0 | 372.9022
47074 | 0.007 | TSS | 20 | 20 |  | 1.7514 | 1.7514 | 0 | 426.174
47074 | 0.007 | NH3 | 6 | 12 |  | 0.52542 | 1.0508 | 0 | 191.7783
48186 | 0.001 | BOD5 |  |  |  | 0 | 0 | 0 | 0
48186 | 0.001 | CBOD5 | 20 | 20 |  | 0.2502 | 0.2502 | 0 | 60.882
48186 | 0.001 | TSS | 20 | 20 |  | 0.2502 | 0.2502 | 0 | 60.882
48186 | 0.001 | NH3 | 5 | 12 |  | 0.06255 | 0.15012 | 0 | 25.8748
22764 | 0.02 | BOD5 |  |  |  | 0 | 0 | 0 | 0
22764 | 0.02 | CBOD5 | 10 | 10 |  | 2.502 | 2.502 | 0 | 608.82
22764 | 0.02 | TSS | 15 | 15 |  | 3.753 | 3.753 | 0 | 913.23
22764 | 0.02 | NH3 | 5 | 10 |  | 1.251 | 2.502 | 0 | 456.615
43290 | 0.045 | BOD5 |  |  |  | 0 | 0 | 0 | 0
43290 | 0.045 | CBOD5 | 10 | 10 |  | 5.6295 | 5.6295 | 0 | 1369.845
43290 | 0.045 | TSS | 15 | 15 |  | 8.4443 | 8.4443 | 0 | 2054.7675
43290 | 0.045 | NH3 | 5 | 10 |  | 2.8148 | 5.6295 | 0 | 1027.3837
48402 | 0.024 | BOD5 |  |  |  | 0 | 0 | 0 | 0
48402 | 0.024 | CBOD5 | 15 | 20 |  | 4.5036 | 6.0048 | 0 | 1278.522
48402 | 0.024 | TSS | 20 | 20 |  | 6.0048 | 6.0048 | 0 | 1461.168
48402 | 0.024 | NH3 | 5 | 12 |  | 1.5012 | 3.6029 | 0 | 620.9964
45233 | 0.01 | BOD5 |  | 30 |  | 0 | 3.753 | 0 | 456.615
45233 | 0.01 | CBOD5 | 10 |  |  | 1.251 | 0 | 0 | 152.205
45233 | 0.01 | TSS | 15 | 30 |  | 1.8765 | 3.753 | 0 | 684.9225
45233 | 0.01 | NH3 | 5 |  |  | 0.6255 | 0 | 0 | 76.1025
| 0.03 | BOD5 |  |  |  | 0 | 0 | 0 | 0
| 0.03 | CBOD5 | 10 | 30 |  | 3.753 | 11.259 | 0 | 1826.46
| 0.03 | TSS | 15 | 30 |  | 5.6295 | 11.259 | 0 | 2054.7675
| 0.03 | NH3 | 5 | 15 |  | 1.8765 | 5.6295 | 0 | 913.23
38121 | 0.03 | BOD5 | 10 | 10 |  | 3.753 | 3.753 | 0 | 913.23
38121 | 0.03 | CBOD5 |  |  |  | 0 | 0 | 0 | 0
38121 | 0.03 | TSS | 15 | 15 |  | 5.6295 | 5.6295 | 0 | 1369.845
38121 | 0.03 | NH3 |  |  |  | 0 | 0 | 0 | 0
38199 | 0.065 | BOD5 |  |  |  | 0 | 0 | 0 | 0
38199 | 0.065 | CBOD5 | 10 | 10 |  | 8.1315 | 8.1315 | 0 | 1978.665
38199 | 0.065 | TSS | 15 | 15 |  | 12.1973 | 12.1973 | 0 | 2967.9975
38199 | 0.065 | NH3 | 5 | 10 |  | 4.0658 | 8.1315 | 0 | 1483.9987
38130 | 0.07 | BOD5 | 10 | 10 |  | 8.757 | 8.757 | 0 | 2130.87
38130 | 0.07 | CBOD5 |  |  |  | 0 | 0 | 0 | 0
38130 | 0.07 | TSS | 15 | 15 |  | 13.1355 | 13.1355 | 0 | 3196.305
38130 | 0.07 | NH3 |  |  |  | 0 | 0 | 0 | 0
34134 | 0.31 | BOD5 |  |  |  | 0 | 0 | 0 | 0
34134 | 0.31 | CBOD5 | 15 | 15 |  | 58.1715 | 58.1715 | 0 | 14155.065
34134 | 0.31 | TSS | 15 | 15 |  | 58.1715 | 58.1715 | 0 | 14155.065
34134 | 0.31 | NH3 | 4 | 10 |  | 15.5124 | 38.781 | 0 | 6605.697
38580 | 0.001 | BOD5 | 10 | 10 |  | 0.1251 | 0.1251 | 0 | 30.441
38580 | 0.001 | CBOD5 |  |  |  | 0 | 0 | 0 | 0
38580 | 0.001 | TSS | 15 | 15 |  | 0.18765 | 0.18765 | 0 | 45.6615
38580 | 0.001 | NH3 |  |  |  | 0 | 0 | 0 | 0
45624 | 0.12 | BOD5 |  |  |  | 0 | 0 | 0 | 0
45624 | 0.12 | CBOD5 | 20 | 20 |  | 30.024 | 30.024 | 0 | 7305.84
45624 | 0.12 | TSS | 30 | 30 |  | 45.036 | 45.036 | 0 | 10958.76
45624 | 0.12 | NH3 | 5 | 12 |  | 7.506 | 18.0144 | 0 | 3104.982
36811 | 0.05 | BOD5 | 10 | 10 |  | 6.255 | 6.255 | 0 | 1522.05
36811 | 0.05 | CBOD5 |  |  |  | 0 | 0 | 0 | 0
36811 | 0.05 | TSS | 15 | 15 |  | 9.3825 | 9.3825 | 0 | 2283.075
36811 | 0.05 | NH3 |  |  |  | 0 | 0 | 0 | 0
| 0.14 | BOD5 |  |  |  | 0 | 0 | 0 | 0
| 0.14 | CBOD5 | 10 | 25 |  | 17.514 | 43.785 | 0 | 7458.045
| 0.14 | TSS | 15 | 30 |  | 26.271 | 52.542 | 0 | 9588.915
| 0.14 | NH3 | 3 | 10 |  | 5.2542 | 17.514 | 0 | 2770.131
41327 | 0.08 | BOD5 |  |  |  | 0 | 0 | 0 | 0
41327 | 0.08 | CBOD5 | 20 | 20 |  | 20.016 | 20.016 | 0 | 4870.56
41327 | 0.08 | TSS | 30 | 30 |  | 30.024 | 30.024 | 0 | 7305.84
41327 | 0.08 | NH3 | 5 | 12 |  | 5.004 | 12.0096 | 0 | 2069.988
21849 | 0.45 | BOD5* |  |  |  | 0 | 0 | 0 | 0
21849 | 0.45 | CBOD5* | 10 | 10 |  | 56.295 | 56.295 | 0 | 13698.45
21849 | 0.45 | TSS* | 15 | 15 |  | 84.4425 | 84.4425 | 0 | 20547.675
21849 | 0.45 | NH3* | 4 | 10 |  | 22.518 | 56.295 | 0 | 9588.915
33910 | 0.014 | BOD5 | 10 | 10 |  | 1.7514 | 1.7514 | 0 | 426.174
33910 | 0.014 | CBOD5 |  |  |  | 0 | 0 | 0 | 0
33910 | 0.014 | TSS | 15 | 15 |  | 2.6271 | 2.6271 | 0 | 639.261
33910 | 0.014 | NH3 |  |  |  | 0 | 0 | 0 | 0
44695 | 0.012 | BOD5 |  |  |  | 0 | 0 | 0 | 0
44695 | 0.012 | CBOD5 | 10 | 10 |  | 1.5012 | 1.5012 | 0 | 365.292
44695 | 0.012 | TSS | 15 | 15 |  | 2.2518 | 2.2518 | 0 | 547.938
44695 | 0.012 | NH3 | 5 | 10 |  | 0.7506 | 1.5012 | 0 | 273.969
40291 | 0.015 | BOD5 | 30 | 30 |  | 5.6295 | 5.6295 | 0 | 1369.845
40291 | 0.015 | CBOD5 |  |  |  | 0 | 0 | 0 | 0
40291 | 0.015 | TSS | 90 | 90 |  | 16.8885 | 16.8885 | 0 | 4109.535
40291 | 0.015 | NH3 |  |  |  | 0 | 0 | 0 | 0
42820 | 0.003 | BOD5 | 30 | 30 |  | 1.1259 | 1.1259 | 0 | 273.969
42820 | 0.003 | CBOD5 |  |  |  | 0 | 0 | 0 | 0
42820 | 0.003 | TSS | 90 | 90 |  | 3.3777 | 3.3777 | 0 | 821.907
42820 | 0.003 | NH3 |  |  |  | 0 | 0 | 0 | 0
42331 | 0.003 | BOD5 |  |  |  | 0 | 0 | 0 | 0
42331 | 0.003 | CBOD5 | 10 | 10 |  | 0.3753 | 0.3753 | 0 | 91.323
42331 | 0.003 | TSS | 15 | 15 |  | 0.56295 | 0.56295 | 0 | 136.9845
42331 | 0.003 | NH3 | 5 | 10 |  | 0.18765 | 0.3753 | 0 | 68.4922
35491 | 0.106 | BOD5 | 10 | 10 |  | 13.2606 | 13.2606 | 0 | 3226.746
35491 | 0.106 | CBOD5 |  |  |  | 0 | 0 | 0 | 0
35491 | 0.106 | TSS | 15 | 15 |  | 19.8909 | 19.8909 | 0 | 4840.119
35491 | 0.106 | NH3 |  |  |  | 0 | 0 | 0 | 0
44610 | 0.01 | BOD5 |  |  |  | 0 | 0 | 0 | 0
44610 | 0.01 | CBOD5 | 20 | 25 |  | 2.502 | 3.1275 | 0 | 684.9225
44610 | 0.01 | TSS | 30 | 30 |  | 3.753 | 3.753 | 0 | 913.23
44610 | 0.01 | NH3 | 4 | 10 |  | 0.5004 | 1.251 | 0 | 213.087
48518 | 0.002 | BOD5 |  |  |  | 0 | 0 | 0 | 0
48518 | 0.002 | CBOD5 | 10 | 10 |  | 0.2502 | 0.2502 | 0 | 60.882
48518 | 0.002 | TSS | 15 | 15 |  | 0.3753 | 0.3753 | 0 | 91.323
48518 | 0.002 | NH3 | 5 | 10 |  | 0.1251 | 0.2502 | 0 | 45.6615
34070 | 0.205 | BOD5 | 30 | 30 |  | 76.9365 | 76.9365 | 0 | 18721.215
34070 | 0.205 | CBOD5 |  |  |  | 0 | 0 | 0 | 0
34070 | 0.205 | TSS | 90 | 90 |  | 230.8095 | 230.8095 | 0 | 56163.645
34070 | 0.205 | NH3 |  |  |  | 0 | 0 | 0 | 0
44628 | 0.02 | BOD5 |  |  |  | 0 | 0 | 0 | 0
44628 | 0.02 | CBOD5 | 20 | 20 |  | 5.004 | 5.004 | 0 | 1217.64
44628 | 0.02 | TSS | 20 | 20 |  | 5.004 | 5.004 | 0 | 1217.64
44628 | 0.02 | NH3 | 5 | 14 |  | 1.251 | 3.5028 | 0 | 578.379
22012 | 0.23 | BOD5 |  |  |  | 0 | 0 | 0 | 0
22012 | 0.23 | CBOD5 | 10 | 20 |  | 28.773 | 57.546 | 0 | 10502.145
22012 | 0.23 | TSS | 15 | 20 |  | 43.1595 | 57.546 | 0 | 12252.5025
22012 | 0.23 | NH3 | 4 | 11 |  | 11.5092 | 31.6503 | 0 | 5251.0725
23841 | 0.3 | BOD5 | 30 | 30 |  | 112.59 | 112.59 | 0 | 27396.9
23841 | 0.3 | CBOD5 |  |  |  | 0 | 0 | 0 | 0
23841 | 0.3 | TSS | 90 | 90 |  | 337.77 | 337.77 | 0 | 82190.7
23841 | 0.3 | NH3 |  |  |  | 0 | 0 | 0 | 0
34657 | 0.06 | BOD5 | 10 | 10 |  | 7.506 | 7.506 | 0 | 1826.46
34657 | 0.06 | CBOD5 |  |  |  | 0 | 0 | 0 | 0
34657 | 0.06 | TSS | 15 | 15 |  | 11.259 | 11.259 | 0 | 2739.69
34657 | 0.06 | NH3 |  |  |  | 0 | 0 | 0 | 0
35696 | 0.2 | BOD5 |  |  |  | 0 | 0 | 0 | 0
35696 | 0.2 | CBOD5 | 15 | 20 |  | 37.53 | 50.04 | 0 | 10654.35
35696 | 0.2 | TSS | 20 | 20 |  | 50.04 | 50.04 | 0 | 12176.4
35696 | 0.2 | NH3 | 5 | 12 |  | 12.51 | 30.024 | 0 | 5174.97
41092 | 0.048 | BOD5 |  | 30 |  | 0 | 18.0144 | 0 | 2191.752
41092 | 0.048 | CBOD5 |  |  |  | 0 | 0 | 0 | 0
41092 | 0.048 | TSS |  | 90 |  | 0 | 54.0432 | 0 | 6575.256
41092 | 0.048 | NH3 |  |  |  | 0 | 0 | 0 | 0
35246 | 0.5 | BOD5* |  |  |  | 0 | 0 | 0 | 0
35246 | 0.5 | CBOD5* | 15 | 15 |  | 93.825 | 93.825 | 0 | 22830.75
35246 | 0.5 | TSS* | 20 | 20 |  | 125.1 | 125.1 | 0 | 30441
35246 | 0.5 | NH3* | 15 | 15 |  | 93.825 | 93.825 | 0 | 22830.75
647 | 2 | BOD5* |  |  |  | 0 | 0 | 0 | 0
647 | 2 | CBOD5* | 10 | 24 |  | 250.2 | 600.48 | 0 | 103499.4
647 | 2 | TSS* |  |  |  | 0 | 0 | 0 | 0
647 | 2 | NH3* | 2 | 9 |  | 50.04 | 225.18 | 0 | 33485.1
22799 | 0.006 | BOD5 |  |  |  | 0 | 0 | 0 | 0
22799 | 0.006 | CBOD5 | 10 | 10 |  | 0.7506 | 0.7506 | 0 | 182.646
22799 | 0.006 | TSS | 15 | 15 |  | 1.1259 | 1.1259 | 0 | 273.969
22799 | 0.006 | NH3 | 5 | 5 |  | 0.3753 | 0.3753 | 0 | 91.323
46221 | 0.003 | BOD5 |  |  |  | 0 | 0 | 0 | 0
46221 | 0.003 | CBOD5 | 20 | 20 |  | 0.7506 | 0.7506 | 0 | 182.646
46221 | 0.003 | TSS | 20 | 20 |  | 0.7506 | 0.7506 | 0 | 182.646
46221 | 0.003 | NH3 | 5 | 12 |  | 0.18765 | 0.45036 | 0 | 77.6245
37745 | 0.03 | BOD5 |  |  |  | 0 | 0 | 0 | 0
37745 | 0.03 | CBOD5 | 20 | 25 |  | 7.506 | 9.3825 | 0 | 2054.7675
37745 | 0.03 | TSS | 20 | 30 |  | 7.506 | 11.259 | 0 | 2283.075
37745 | 0.03 | NH3 | 6 | 12 |  | 2.2518 | 4.5036 | 0 | 821.907
21806 | 36 | BOD5 | 30 | 30 |  | 13510.8 | 13510.8 | 0 | 3287628
21806 | 36 | CBOD5 |  |  |  | 0 | 0 | 0 | 0
21806 | 36 | TSS | 30 | 30 |  | 13510.8 | 13510.8 | 0 | 3287628
21806 | 36 | NH3 |  |  |  | 0 | 0 | 0 | 0
40177 | 16 | BOD5 | 30 | 30 |  | 6004.8 | 6004.8 | 0 | 1461168
40177 | 16 | CBOD5 |  |  |  | 0 | 0 | 0 | 0
40177 | 16 | TSS | 30 | 30 |  | 6004.8 | 6004.8 | 0 | 1461168
40177 | 16 | NH3 |  |  |  | 0 | 0 | 0 | 0
34690 | 0.004 | BOD5* | 30 | 30 |  | 1.5012 | 1.5012 | 0 | 365.292
34690 | 0.004 | CBOD5* |  |  |  | 0 | 0 | 0 | 0
34690 | 0.004 | TSS* | 30 | 30 |  | 1.5012 | 1.5012 | 0 | 365.292
34690 | 0.004 | NH3* |  |  |  | 0 | 0 | 0 | 0
34690 | 0.001 | BOD5* | 30 | 30 |  | 0.3753 | 0.3753 | 0 | 91.323
34690 | 0.001 | CBOD5* |  |  |  | 0 | 0 | 0 | 0
34690 | 0.001 | TSS* | 30 | 30 |  | 0.3753 | 0.3753 | 0 | 91.323
34690 | 0.001 | NH3* |  |  |  | 0 | 0 | 0 | 0
34690 | 0.004 | BOD5* | 30 | 30 |  | 1.5012 | 1.5012 | 0 | 365.292
34690 | 0.004 | CBOD5* |  |  |  | 0 | 0 | 0 | 0
34690 | 0.004 | TSS* | 30 | 30 |  | 1.5012 | 1.5012 | 0 | 365.292
34690 | 0.004 | NH3* |  |  |  | 0 | 0 | 0 | 0
37583 | 0.001 | BOD5 | 30 | 30 |  | 0.3753 | 0.3753 | 0 | 91.323
37583 | 0.001 | CBOD5 |  |  |  | 0 | 0 | 0 | 0
37583 | 0.001 | TSS | 30 | 30 |  | 0.3753 | 0.3753 | 0 | 91.323
37583 | 0.001 | NH3 |  |  |  | 0 | 0 | 0 | 0
21377 | 0.15 | BOD5 |  | 20 |  | 0 | 37.53 | 0 | 4566.15
21377 | 0.15 | CBOD5 | 20 |  |  | 37.53 | 0 | 0 | 4566.15
21377 | 0.15 | TSS | 40 | 40 |  | 75.06 | 75.06 | 0 | 18264.6
21377 | 0.15 | NH3 | 7 |  |  | 13.1355 | 0 | 0 | 1598.1525
21377 | 0.15 | BOD5 |  |  |  | 0 | 0 | 0 | 0
21377 | 0.15 | CBOD5 | 20 | 20 |  | 37.53 | 37.53 | 0 | 9132.3
21377 | 0.15 | TSS | 20 | 20 |  | 37.53 | 37.53 | 0 | 9132.3
21377 | 0.15 | NH3 | 5 | 12 |  | 9.3825 | 22.518 | 0 | 3881.2275
34746 | HCR | BOD5 | 30 | 30 |  | #VALUE! | #VALUE! | #VALUE! | #VALUE!
34746 | HCR | CBOD5 |  |  |  | #VALUE! | #VALUE! | #VALUE! | #VALUE!
34746 | HCR | TSS | 90 | 90 |  | #VALUE! | #VALUE! | #VALUE! | #VALUE!
34746 | HCR | NH3 |  |  |  | #VALUE! | #VALUE! | #VALUE! | #VALUE!
36676 | 0.035 | BOD5 |  |  |  | 0 | 0 | 0 | 0
36676 | 0.035 | CBOD5 | 10 | 10 |  | 4.3785 | 4.3785 | 0 | 1065.435
36676 | 0.035 | TSS | 15 | 15 |  | 6.5678 | 6.5678 | 0 | 1598.1525
36676 | 0.035 | NH3 | 5 | 10 |  | 2.1892 | 4.3785 | 0 | 799.0762
40517 | 0.064 | BOD5 |  |  |  | 0 | 0 | 0 | 0
40517 | 0.064 | CBOD5 |  | 30 |  | 0 | 24.0192 | 0 | 2922.336
40517 | 0.064 | TSS |  | 90 |  | 0 | 72.0576 | 0 | 8767.008
40517 | 0.064 | NH3 |  | 10 |  | 0 | 8.0064 | 0 | 974.112
42005 | 0.012 | BOD5 |  |  |  | 0 | 0 | 0 | 0
42005 | 0.012 | CBOD5 | 10 | 10 |  | 1.5012 | 1.5012 | 0 | 365.292
42005 | 0.012 | TSS | 15 | 15 |  | 2.2518 | 2.2518 | 0 | 547.938
42005 | 0.012 | NH3 | 5 | 10 |  | 0.7506 | 1.5012 | 0 | 273.969
33782 | 0.23 | BOD5 | 30 | 30 |  | 86.319 | 86.319 | 0 | 21004.29
33782 | 0.23 | CBOD5 |  |  |  | 0 | 0 | 0 | 0
33782 | 0.23 | TSS | 90 | 90 |  | 258.957 | 258.957 | 0 | 63012.87
33782 | 0.23 | NH3 |  |  |  | 0 | 0 | 0 | 0
48488 | 0.143 | BOD5 |  |  |  | 0 | 0 | 0 | 0
48488 | 0.143 | CBOD5 | 10 | 10 |  | 17.8893 | 17.8893 | 0 | 4353.063
48488 | 0.143 | TSS | 15 | 15 |  | 26.834 | 26.834 | 0 | 6529.5945
48488 | 0.143 | NH3 | 5 | 10 |  | 8.9446 | 17.8893 | 0 | 3264.7973
42234 | 0.003 | BOD5 |  |  |  | 0 | 0 | 0 | 0
42234 | 0.003 | CBOD5 | 10 | 25 |  | 0.3753 | 0.93825 | 0 | 159.8152
42234 | 0.003 | TSS | 15 | 30 |  | 0.56295 | 1.1259 | 0 | 205.4768
42234 | 0.003 | NH3 | 5 | 15 |  | 0.18765 | 0.56295 | 0 | 91.323
728 | 0.26 | BOD5 |  |  |  | 0 | 0 | 0 | 0
728 | 0.26 | CBOD5 | 25 | 25 |  | 81.315 | 81.315 | 0 | 19786.65
728 | 0.26 | TSS | 30 | 30 |  | 97.578 | 97.578 | 0 | 23743.98
728 | 0.26 | NH3 | 4 | 4 |  | 13.0104 | 13.0104 | 0 | 3165.864
40126 | 0.005 | BOD5 |  |  |  | 0 | 0 | 0 | 0
40126 | 0.005 | CBOD5 | 20 | 20 |  | 1.251 | 1.251 | 0 | 304.41
40126 | 0.005 | TSS | 20 | 20 |  | 1.251 | 1.251 | 0 | 304.41
40126 | 0.005 | NH3 | 4 | 15 |  | 0.2502 | 0.93825 | 0 | 144.5948
37893 | 0.3 | BOD5 | 30 | 30 |  | 112.59 | 112.59 | 0 | 27396.9
37893 | 0.3 | CBOD5 |  |  |  | 0 | 0 | 0 | 0
37893 | 0.3 | TSS | 90 | 90 |  | 337.77 | 337.77 | 0 | 82190.7
37893 | 0.3 | NH3 |  |  |  | 0 | 0 | 0 | 0
37397 | 0.15 | BOD5 |  |  |  | 0 | 0 | 0 | 0
37397 | 0.15 | CBOD5 | 15 | 20 |  | 28.1475 | 37.53 | 0 | 7990.7625
37397 | 0.15 | TSS | 20 | 20 |  | 37.53 | 37.53 | 0 | 9132.3
37397 | 0.15 | NH3 | 6 | 12 |  | 11.259 | 22.518 | 0 | 4109.535
43613 | 2.5 | BOD5 |  |  |  | 0 | 0 | 0 | 0
43613 | 2.5 | CBOD5 | 10 | 10 |  | 312.75 | 312.75 | 0 | 76102.5
43613 | 2.5 | TSS | 15 | 15 |  | 469.125 | 469.125 | 0 | 114153.75
43613 | 2.5 | NH3 | 6 | 9 |  | 187.65 | 281.475 | 0 | 57076.875
46973 | 0.004 | BOD5 |  |  |  | 0 | 0 | 0 | 0
46973 | 0.004 | CBOD5 | 20 | 20 |  | 1.0008 | 1.0008 | 0 | 243.528
46973 | 0.004 | TSS | 20 | 20 |  | 1.0008 | 1.0008 | 0 | 243.528
46973 | 0.004 | NH3 | 5 | 12 |  | 0.2502 | 0.60048 | 0 | 103.4994
34126 | 3.28 | BOD5 |  |  |  | 0 | 0 | 0 | 0
34126 | 3.28 | CBOD5 | 30 | 30 |  | 1230.984 | 1230.984 | 0 | 299539.44
34126 | 3.28 | TSS | 90 | 90 |  | 3692.952 | 3692.952 | 0 | 898618.32
34126 | 3.28 | NH3 | 10 | 10 |  | 410.328 | 410.328 | 0 | 99846.48
34126 | 2.3 | BOD5 |  |  |  | 0 | 0 | 0 | 0
34126 | 2.3 | CBOD5 | 30 | 30 |  | 863.19 | 863.19 | 0 | 210042.9
34126 | 2.3 | TSS | 90 | 90 |  | 2589.57 | 2589.57 | 0 | 630128.7
34126 | 2.3 | NH3 | 10 | 10 |  | 287.73 | 287.73 | 0 | 70014.3
23850 | 0.12 | BOD5 |  |  |  | 0 | 0 | 0 | 0
23850 | 0.12 | CBOD5 | 20 | 20 |  | 30.024 | 30.024 | 0 | 7305.84
23850 | 0.12 | TSS | 20 | 20 |  | 30.024 | 30.024 | 0 | 7305.84
23850 | 0.12 | NH3 | 7 | 10 |  | 10.5084 | 15.012 | 0 | 3104.982
21881 | 0.4 | BOD5 | 30 | 30 |  | 150.12 | 150.12 | 0 | 36529.2
21881 | 0.4 | CBOD5 |  |  |  | 0 | 0 | 0 | 0
21881 | 0.4 | TSS | 90 | 90 |  | 450.36 | 450.36 | 0 | 109587.6
21881 | 0.4 | NH3 |  |  |  | 0 | 0 | 0 | 0
47651 | 0.001 | BOD5 | 30 | 30 |  | 0.3753 | 0.3753 | 0 | 91.323
47651 | 0.001 | CBOD5 |  |  |  | 0 | 0 | 0 | 0
47651 | 0.001 | TSS | 30 | 30 |  | 0.3753 | 0.3753 | 0 | 91.323
47651 | 0.001 | NH3 |  |  |  | 0 | 0 | 0 | 0
36293 | 0.2 | BOD5 |  |  |  | 0 | 0 | 0 | 0
36293 | 0.2 | CBOD5 | 15 | 15 |  | 37.53 | 37.53 | 0 | 9132.3
36293 | 0.2 | TSS | 20 | 20 |  | 50.04 | 50.04 | 0 | 12176.4
36293 | 0.2 | NH3 | 5 | 10 |  | 12.51 | 25.02 | 0 | 4566.15
40860 | 0.16 | BOD5* |  |  |  | 0 | 0 | 0 | 0
40860 | 0.16 | CBOD5* | 10 | 15 |  | 20.016 | 30.024 | 0 | 6088.2
40860 | 0.16 | TSS* | 15 | 20 |  | 30.024 | 40.032 | 0 | 8523.48
40860 | 0.16 | NH3* | 4 | 10 |  | 8.0064 | 20.016 | 0 | 3409.392
48399 | 0.001 | BOD5 |  |  |  | 0 | 0 | 0 | 0
48399 | 0.001 | CBOD5 | 20 | 20 |  | 0.2502 | 0.2502 | 0 | 60.882
48399 | 0.001 | TSS | 20 | 20 |  | 0.2502 | 0.2502 | 0 | 60.882
48399 | 0.001 | NH3 | 5 | 12 |  | 0.06255 | 0.15012 | 0 | 25.8748
34088 | 0.18 | BOD5 |  |  |  | 0 | 0 | 0 | 0
34088 | 0.18 | CBOD5 | 10 | 10 |  | 22.518 | 22.518 | 0 | 5479.38
34088 | 0.18 | TSS | 15 | 15 |  | 33.777 | 33.777 | 0 | 8219.07
34088 | 0.18 | NH3 | 2 | 4 |  | 4.5036 | 9.0072 | 0 | 1643.814
34142 | 0.3 | BOD5 | 30 | 30 |  | 112.59 | 112.59 | 0 | 27396.9
34142 | 0.3 | CBOD5 |  |  |  | 0 | 0 | 0 | 0
34142 | 0.3 | TSS | 90 | 90 |  | 337.77 | 337.77 | 0 | 82190.7
34142 | 0.3 | NH3 |  |  |  | 0 | 0 | 0 | 0
34169 | 0.6 | BOD5 |  | 30 |  | 0 | 225.18 | 0 | 27396.9
34169 | 0.6 | CBOD5 | 25 |  |  | 187.65 | 0 | 0 | 22830.75
34169 | 0.6 | TSS | 90 | 90 |  | 675.54 | 675.54 | 0 | 164381.4
34169 | 0.6 | NH3 | 10 |  |  | 75.06 | 0 | 0 | 9132.3
21971 | 0.9 | BOD5 |  |  |  | 0 | 0 | 0 | 0
21971 | 0.9 | CBOD5 | 15 | 15 |  | 168.885 | 168.885 | 0 | 41095.35
21971 | 0.9 | TSS | 20 | 20 |  | 225.18 | 225.18 | 0 | 54793.8
21971 | 0.9 | NH3 | 5 | 10 |  | 56.295 | 112.59 | 0 | 20547.675
33430 | 0.42 | BOD5 | 30 | 30 |  | 157.626 | 157.626 | 0 | 38355.66
33430 | 0.42 | CBOD5 |  |  |  | 0 | 0 | 0 | 0
33430 | 0.42 | TSS | 90 | 90 |  | 472.878 | 472.878 | 0 | 115066.98
33430 | 0.42 | NH3 |  |  |  | 0 | 0 | 0 | 0
22331 | 0.4 | BOD5 | 30 | 30 |  | 150.12 | 150.12 | 0 | 36529.2
22331 | 0.4 | CBOD5 |  |  |  | 0 | 0 | 0 | 0
22331 | 0.4 | TSS | 90 | 90 |  | 450.36 | 450.36 | 0 | 109587.6
22331 | 0.4 | NH3 |  |  |  | 0 | 0 | 0 | 0
35629 | 0.34 | BOD5 | 30 | 30 |  | 127.602 | 127.602 | 0 | 31049.82
35629 | 0.34 | CBOD5 |  |  |  | 0 | 0 | 0 | 0
35629 | 0.34 | TSS | 90 | 90 |  | 382.806 | 382.806 | 0 | 93149.46
35629 | 0.34 | NH3 |  |  |  | 0 | 0 | 0 | 0
34011 | 0.292 | BOD5 |  |  |  | 0 | 0 | 0 | 0
34011 | 0.292 | CBOD5 | 10 | 10 |  | 36.5292 | 36.5292 | 0 | 8888.772
34011 | 0.292 | TSS | 15 | 15 |  | 54.7938 | 54.7938 | 0 | 13333.158
34011 | 0.292 | NH3 | 5 | 10 |  | 18.2646 | 36.5292 | 0 | 6666.579
35840 | 0.25 | BOD5 |  | 30 |  | 0 | 93.825 | 0 | 11415.375
35840 | 0.25 | CBOD5 | 25 |  |  | 78.1875 | 0 | 0 | 9512.8125
35840 | 0.25 | TSS | 90 | 90 |  | 281.475 | 281.475 | 0 | 68492.25
35840 | 0.25 | NH3 | 4 |  |  | 12.51 | 0 | 0 | 1522.05
33626 | 1.5 | BOD5 | 30 | 30 |  | 562.95 | 562.95 | 0 | 136984.5
33626 | 1.5 | CBOD5 |  |  |  | 0 | 0 | 0 | 0
33626 | 1.5 | TSS | 30 | 30 |  | 562.95 | 562.95 | 0 | 136984.5
33626 | 1.5 | NH3 |  |  |  | 0 | 0 | 0 | 0
46299 | 0.013 | BOD5 |  |  |  | 0 | 0 | 0 | 0
46299 | 0.013 | CBOD5 | 10 | 10 |  | 1.6263 | 1.6263 | 0 | 395.733
46299 | 0.013 | TSS | 15 | 15 |  | 2.4394 | 2.4394 | 0 | 593.5995
46299 | 0.013 | NH3 | 5 | 10 |  | 0.81315 | 1.6263 | 0 | 296.7998
46523 | 0.015 | BOD5 |  |  |  | 0 | 0 | 0 | 0
46523 | 0.015 | CBOD5 | 20 | 20 |  | 3.753 | 3.753 | 0 | 913.23
46523 | 0.015 | TSS | 30 | 30 |  | 5.6295 | 5.6295 | 0 | 1369.845
46523 | 0.015 | NH3 | 5 | 12 |  | 0.93825 | 2.2518 | 0 | 388.1227
37206 | 0.3 | BOD5 | 30 | 30 |  | 112.59 | 112.59 | 0 | 27396.9
37206 | 0.3 | CBOD5 |  |  |  | 0 | 0 | 0 | 0
37206 | 0.3 | TSS | 90 | 90 |  | 337.77 | 337.77 | 0 | 82190.7
37206 | 0.3 | NH3 |  |  |  | 0 | 0 | 0 | 0
43834 | 0.064 | BOD5 |  |  |  | 0 | 0 | 0 | 0
43834 | 0.064 | CBOD5 | 25 | 25 |  | 20.016 | 20.016 | 0 | 4870.56
43834 | 0.064 | TSS | 30 | 30 |  | 24.0192 | 24.0192 | 0 | 5844.672
43834 | 0.064 | NH3 | 5 | 15 |  | 4.0032 | 12.0096 | 0 | 1948.224
45128 | 0.003 | BOD5 |  |  |  | 0 | 0 | 0 | 0
45128 | 0.003 | CBOD5 | 10 | 10 |  | 0.3753 | 0.3753 | 0 | 91.323
45128 | 0.003 | TSS | 15 | 15 |  | 0.56295 | 0.56295 | 0 | 136.9845
45128 | 0.003 | NH3 | 5 | 10 |  | 0.18765 | 0.3753 | 0 | 68.4922
44594 | 0.39 | BOD5 | 30 | 30 |  | 146.367 | 146.367 | 0 | 35615.97
44594 | 0.39 | CBOD5 |  |  |  | 0 | 0 | 0 | 0
44594 | 0.39 | TSS | 30 | 30 |  | 146.367 | 146.367 | 0 | 35615.97
44594 | 0.39 | NH3 |  |  |  | 0 | 0 | 0 | 0
42781 | 0.066 | BOD5 |  | 30 |  | 0 | 24.7698 | 0 | 3013.659
42781 | 0.066 | CBOD5 |  |  |  | 0 | 0 | 0 | 0
42781 | 0.066 | TSS |  | 90 |  | 0 | 74.3094 | 0 | 9040.977
42781 | 0.066 | NH3 |  |  |  | 0 | 0 | 0 | 0
22071 | 0.6 | BOD5 |  | 30 |  | 0 | 225.18 | 0 | 27396.9
22071 | 0.6 | CBOD5 | 25 |  |  | 187.65 | 0 | 0 | 22830.75
22071 | 0.6 | TSS | 90 | 90 |  | 675.54 | 675.54 | 0 | 164381.4
22071 | 0.6 | NH3 | 6 |  |  | 45.036 | 0 | 0 | 5479.38
21555 | 0.2 | BOD5 |  |  |  | 0 | 0 | 0 | 0
21555 | 0.2 | CBOD5 | 20 | 25 |  | 50.04 | 62.55 | 0 | 13698.45
21555 | 0.2 | TSS | 20 | 30 |  | 50.04 | 75.06 | 0 | 15220.5
21555 | 0.2 | NH3 | 5 | 12 |  | 12.51 | 30.024 | 0 | 5174.97
21504 | 0.16 | BOD5 |  |  |  | 0 | 0 | 0 | 0
21504 | 0.16 | CBOD5 | 15 | 15 |  | 30.024 | 30.024 | 0 | 7305.84
21504 | 0.16 | TSS | 15 | 15 |  | 30.024 | 30.024 | 0 | 7305.84
21504 | 0.16 | NH3 | 4 | 11 |  | 8.0064 | 22.0176 | 0 | 3652.92
47333 | 0.035 | BOD5 |  |  |  | 0 | 0 | 0 | 0
47333 | 0.035 | CBOD5 | 20 | 20 |  | 8.757 | 8.757 | 0 | 2130.87
47333 | 0.035 | TSS | 20 | 20 |  | 8.757 | 8.757 | 0 | 2130.87
47333 | 0.035 | NH3 | 5 | 12 |  | 2.1892 | 5.2542 | 0 | 905.6197
46094 | 0.014 | BOD5 |  |  |  | 0 | 0 | 0 | 0
46094 | 0.014 | CBOD5 | 20 | 20 |  | 3.5028 | 3.5028 | 0 | 852.348
46094 | 0.014 | TSS | 30 | 30 |  | 5.2542 | 5.2542 | 0 | 1278.522
46094 | 0.014 | NH3 | 5 | 12 |  | 0.8757 | 2.1017 | 0 | 362.2479
45225 | 0.333 | BOD5 |  |  |  | 0 | 0 | 0 | 0
45225 | 0.333 | CBOD5 | 15 | 15 |  | 62.4875 | 62.4875 | 0 | 15205.2795
45225 | 0.333 | TSS | 15 | 15 |  | 62.4875 | 62.4875 | 0 | 15205.2795
45225 | 0.333 | NH3 | 4 | 10 |  | 16.6633 | 41.6583 | 0 | 7095.7971
47791 | 0 | BOD5 |  |  |  | 0 | 0 | 0 | 0
47791 | 0 | CBOD5 | 15 | 15 |  | 0 | 0 | 0 | 0
47791 | 0 | TSS | 20 | 20 |  | 0 | 0 | 0 | 0
47791 | 0 | NH3 | 6 | 12 |  | 0 | 0 | 0 | 0
20036 | 0.41 | BOD5 |  |  |  | 0 | 0 | 0 | 0
20036 | 0.41 | CBOD5 | 10 | 30 |  | 51.291 | 153.873 | 0 | 24961.62
20036 | 0.41 | TSS | 15 | 30 |  | 76.9365 | 153.873 | 0 | 28081.8225
20036 | 0.41 | NH3 | 4 | 12 |  | 20.5164 | 61.5492 | 0 | 9984.648
36692 | 3.1 | BOD5 |  |  |  | 0 | 0 | 0 | 0
36692 | 3.1 | CBOD5 | 10 | 10 |  | 387.81 | 387.81 | 0 | 94367.1
36692 | 3.1 | TSS | 15 | 15 |  | 581.715 | 581.715 | 0 | 141550.65
36692 | 3.1 | NH3 | 3 | 8 |  | 116.343 | 310.248 | 0 | 51901.905
42382 | 0.007 | BOD5 | 10 | 10 |  | 0.8757 | 0.8757 | 0 | 213.087
42382 | 0.007 | CBOD5 |  |  |  | 0 | 0 | 0 | 0
42382 | 0.007 | TSS | 15 | 15 |  | 1.3135 | 1.3135 | 0 | 319.6305
42382 | 0.007 | NH3 |  |  |  | 0 | 0 | 0 | 0
41262 | 0.072 | BOD5 |  |  |  | 0 | 0 | 0 | 0
41262 | 0.072 | CBOD5 | 15 | 15 |  | 13.5108 | 13.5108 | 0 | 3287.628
41262 | 0.072 | TSS | 15 | 15 |  | 13.5108 | 13.5108 | 0 | 3287.628
41262 | 0.072 | NH3 | 5 | 5 |  | 4.5036 | 4.5036 | 0 | 1095.876
44687 | 0.005 | BOD5 |  |  |  | 0 | 0 | 0 | 0
44687 | 0.005 | CBOD5 | 10 | 15 |  | 0.6255 | 0.93825 | 0 | 190.2562
44687 | 0.005 | TSS | 15 | 20 |  | 0.93825 | 1.251 | 0 | 266.3587
44687 | 0.005 | NH3 | 5 | 10 |  | 0.31275 | 0.6255 | 0 | 114.1538
41319 | 0.023 | BOD5 |  |  |  | 0 | 0 | 0 | 0
41319 | 0.023 | CBOD5 | 10 | 10 |  | 2.8773 | 2.8773 | 0 | 700.143
41319 | 0.023 | TSS | 15 | 15 |  | 4.3159 | 4.3159 | 0 | 1050.2145
41319 | 0.023 | NH3 | 4 | 10 |  | 1.1509 | 2.8773 | 0 | 490.1001
37079 | 0.03 | BOD5 | 10 | 10 |  | 3.753 | 3.753 | 0 | 913.23
37079 | 0.03 | CBOD5 |  |  |  | 0 | 0 | 0 | 0
37079 | 0.03 | TSS | 15 | 15 |  | 5.6295 | 5.6295 | 0 | 1369.845
37079 | 0.03 | NH3 |  |  |  | 0 | 0 | 0 | 0
21261 | 0.2 | BOD5 | 30 | 30 |  | 75.06 | 75.06 | 0 | 18264.6
21261 | 0.2 | CBOD5 |  |  |  | 0 | 0 | 0 | 0
21261 | 0.2 | TSS | 90 | 90 |  | 225.18 | 225.18 | 0 | 54793.8
21261 | 0.2 | NH3 |  |  |  | 0 | 0 | 0 | 0
37261 | 0.016 | BOD5 |  | 30 |  | 0 | 6.0048 | 0 | 730.584
37261 | 0.016 | CBOD5 | 10 |  |  | 2.0016 | 0 | 0 | 243.528
37261 | 0.016 | TSS | 15 | 30 |  | 3.0024 | 6.0048 | 0 | 1095.876
37261 | 0.016 | NH3 | 4 |  |  | 0.80064 | 0 | 0 | 97.4112
37125 | 0.06 | BOD5 |  |  |  | 0 | 0 | 0 | 0
37125 | 0.06 | CBOD5 | 20 | 20 |  | 15.012 | 15.012 | 0 | 3652.92
37125 | 0.06 | TSS | 20 | 20 |  | 15.012 | 15.012 | 0 | 3652.92
37125 | 0.06 | NH3 | 5 | 12 |  | 3.753 | 9.0072 | 0 | 1552.491
33651 | 0.2 | BOD5 |  |  |  | 0 | 0 | 0 | 0
33651 | 0.2 | CBOD5 | 15 | 15 |  | 37.53 | 37.53 | 0 | 9132.3
33651 | 0.2 | TSS | 15 | 15 |  | 37.53 | 37.53 | 0 | 9132.3
33651 | 0.2 | NH3 | 4 | 11 |  | 10.008 | 27.522 | 0 | 4566.15
21831 | HCR | BOD5 | 30 | 30 |  | #VALUE! | #VALUE! | #VALUE! | #VALUE!
21831 | HCR | CBOD5 |  |  |  | #VALUE! | #VALUE! | #VALUE! | #VALUE!
21831 | HCR | TSS | 90 | 90 |  | #VALUE! | #VALUE! | #VALUE! | #VALUE!
21831 | HCR | NH3 |  |  |  | #VALUE! | #VALUE! | #VALUE! | #VALUE!
21822 | HCR | BOD5 | 30 | 30 |  | #VALUE! | #VALUE! | #VALUE! | #VALUE!
21822 | HCR | CBOD5 |  |  |  | #VALUE! | #VALUE! | #VALUE! | #VALUE!
21822 | HCR | TSS | 90 | 90 |  | #VALUE! | #VALUE! | #VALUE! | #VALUE!
21822 | HCR | NH3 |  |  |  | #VALUE! | #VALUE! | #VALUE! | #VALUE!
41297 | 0.1 | BOD5 | 30 | 30 |  | 37.53 | 37.53 | 0 | 9132.3
41297 | 0.1 | CBOD5 |  |  |  | 0 | 0 | 0 | 0
41297 | 0.1 | TSS | 90 | 90 |  | 112.59 | 112.59 | 0 | 27396.9
41297 | 0.1 | NH3 |  |  |  | 0 | 0 | 0 | 0
| 0.003 | BOD5 |  |  |  | 0 | 0 | 0 | 0
| 0.003 | CBOD5 | 10 | 10 |  | 0.3753 | 0.3753 | 0 | 91.323
| 0.003 | TSS | 15 | 15 |  | 0.56295 | 0.56295 | 0 | 136.9845
| 0.003 | NH3 | 5 | 10 |  | 0.18765 | 0.3753 | 0 | 68.4922
38237 | 0.05 | BOD5 | 30 | 30 |  | 18.765 | 18.765 | 0 | 4566.15
38237 | 0.05 | CBOD5 |  |  |  | 0 | 0 | 0 | 0
38237 | 0.05 | TSS | 90 | 90 |  | 56.295 | 56.295 | 0 | 13698.45
38237 | 0.05 | NH3 |  |  |  | 0 | 0 | 0 | 0
43044 | 0.015 | BOD5 | 10 | 10 |  | 1.8765 | 1.8765 | 0 | 456.615
43044 | 0.015 | CBOD5 |  |  |  | 0 | 0 | 0 | 0
43044 | 0.015 | TSS | 15 | 15 |  | 2.8148 | 2.8148 | 0 | 684.9225
43044 | 0.015 | NH3 |  |  |  | 0 | 0 | 0 | 0
43044 | 0.015 | BOD5 | 10 | 10 |  | 1.8765 | 1.8765 | 0 | 456.615
43044 | 0.015 | CBOD5 |  |  |  | 0 | 0 | 0 | 0
43044 | 0.015 | TSS | 15 | 15 |  | 2.8148 | 2.8148 | 0 | 684.9225
43044 | 0.015 | NH3 |  |  |  | 0 | 0 | 0 | 0
45098 | 0.004 | BOD5 |  |  |  | 0 | 0 | 0 | 0
45098 | 0.004 | CBOD5 | 10 | 10 |  | 0.5004 | 0.5004 | 0 | 121.764
45098 | 0.004 | TSS | 15 | 15 |  | 0.7506 | 0.7506 | 0 | 182.646
45098 | 0.004 | NH3 | 5 | 10 |  | 0.2502 | 0.5004 | 0 | 91.323
21211 | 6.5 | BOD5 |  |  |  | 0 | 0 | 0 | 0
21211 | 6.5 | CBOD5 | 10 | 10 |  | 813.15 | 813.15 | 0 | 197866.5
21211 | 6.5 | TSS | 15 | 15 |  | 1219.725 | 1219.725 | 0 | 296799.75
21211 | 6.5 | NH3 | 2 | 6 |  | 162.63 | 487.89 | 0 | 79146.6
21539 | 0.15 | BOD5* |  | 30 |  | 0 | 56.295 | 0 | 6849.225
21539 | 0.15 | CBOD5* | 25 |  |  | 46.9125 | 0 | 0 | 5707.6875
21539 | 0.15 | TSS* | 90 | 90 |  | 168.885 | 168.885 | 0 | 41095.35
21539 | 0.15 | NH3* | 5 |  |  | 9.3825 | 0 | 0 | 1141.5375
20117 | 0.73 | BOD5 |  |  |  | 0 | 0 | 0 | 0
20117 | 0.73 | CBOD5 | 10 | 10 |  | 91.323 | 91.323 | 0 | 22221.93
20117 | 0.73 | TSS | 15 | 15 |  | 136.9845 | 136.9845 | 0 | 33332.895
20117 | 0.73 | NH3 | 5 | 10 |  | 45.6615 | 91.323 | 0 | 16666.4475
21512 | 0.12 | BOD5 |  | 30 |  | 0 | 45.036 | 0 | 5479.38
21512 | 0.12 | CBOD5 | 25 |  |  | 37.53 | 0 | 0 | 4566.15
21512 | 0.12 | TSS | 90 | 90 |  | 135.108 | 135.108 | 0 | 32876.28
21512 | 0.12 | NH3 | 3 |  |  | 4.5036 | 0 | 0 | 547.938
33855 | 0.2 | BOD5 |  | 30 |  | 0 | 75.06 | 0 | 9132.3
33855 | 0.2 | CBOD5 | 20 |  |  | 50.04 | 0 | 0 | 6088.2
33855 | 0.2 | TSS | 20 | 30 |  | 50.04 | 75.06 | 0 | 15220.5
33855 | 0.2 | NH3 | 3 |  |  | 7.506 | 0 | 0 | 913.23
37966 | 0.007 | BOD5 |  |  |  | 0 | 0 | 0 | 0
37966 | 0.007 | CBOD5 | 10 | 10 |  | 0.8757 | 0.8757 | 0 | 213.087
37966 | 0.007 | TSS | 15 | 15 |  | 1.3135 | 1.3135 | 0 | 319.6305
37966 | 0.007 | NH3 | 5 | 10 |  | 0.43785 | 0.8757 | 0 | 159.8152
45357 | 0.003 | BOD5 |  |  |  | 0 | 0 | 0 | 0
45357 | 0.003 | CBOD5 | 15 | 20 |  | 0.56295 | 0.7506 | 0 | 159.8152
45357 | 0.003 | TSS | 20 | 20 |  | 0.7506 | 0.7506 | 0 | 182.646
45357 | 0.003 | NH3 | 5 | 12 |  | 0.18765 | 0.45036 | 0 | 77.6245
48852 | 0.05 | BOD5 |  | 20 |  | 0 | 12.51 | 0 | 1522.05
48852 | 0.05 | CBOD5 | 20 |  |  | 12.51 | 0 | 0 | 1522.05
48852 | 0.05 | TSS | 20 | 20 |  | 12.51 | 12.51 | 0 | 3044.1
48852 | 0.05 | NH3 | 5 |  |  | 3.1275 | 0 | 0 | 380.5125
34932 | 0.3 | BOD5 | 30 | 30 |  | 112.59 | 112.59 | 0 | 27396.9
34932 | 0.3 | CBOD5 |  |  |  | 0 | 0 | 0 | 0
34932 | 0.3 | TSS | 90 | 90 |  | 337.77 | 337.77 | 0 | 82190.7
34932 | 0.3 | NH3 |  |  |  | 0 | 0 | 0 | 0
34932 | 0.3 | BOD5 |  |  |  | 0 | 0 | 0 | 0
34932 | 0.3 | CBOD5 | 10 | 25 |  | 37.53 | 93.825 | 0 | 15981.525
34932 | 0.3 | TSS | 15 | 30 |  | 56.295 | 112.59 | 0 | 20547.675
34932 | 0.3 | NH3 | 5 | 9 |  | 18.765 | 33.777 | 0 | 6392.61
43281 | 0.3 | BOD5 |  |  |  | 0 | 0 | 0 | 0
43281 | 0.3 | CBOD5 | 30 | 30 |  | 112.59 | 112.59 | 0 | 27396.9
43281 | 0.3 | TSS | 30 | 30 |  | 112.59 | 112.59 | 0 | 27396.9
43281 | 0.3 | NH3 | 12 | 12 |  | 45.036 | 45.036 | 0 | 10958.76
47899 | 0.001 | BOD5 |  |  |  | 0 | 0 | 0 | 0
47899 | 0.001 | CBOD5 | 20 | 20 |  | 0.2502 | 0.2502 | 0 | 60.882
47899 | 0.001 | TSS | 20 | 20 |  | 0.2502 | 0.2502 | 0 | 60.882
47899 | 0.001 | NH3 | 5 | 12 |  | 0.06255 | 0.15012 | 0 | 25.8748
42731 | 0.003 | BOD5 | 10 | 10 |  | 0.3753 | 0.3753 | 0 | 91.323
42731 | 0.003 | CBOD5 |  |  |  | 0 | 0 | 0 | 0
42731 | 0.003 | TSS | 15 | 15 |  | 0.56295 | 0.56295 | 0 | 136.9845
42731 | 0.003 | NH3 |  |  |  | 0 | 0 | 0 | 0
36030 | 0.006 | BOD5 |  |  |  | 0 | 0 | 0 | 0
36030 | 0.006 | CBOD5 | 10 | 10 |  | 0.7506 | 0.7506 | 0 | 182.646
36030 | 0.006 | TSS | 15 | 15 |  | 1.1259 | 1.1259 | 0 | 273.969
36030 | 0.006 | NH3 | 5 | 10 |  | 0.3753 | 0.7506 | 0 | 136.9845
21776 | 2.3 | BOD5 |  |  |  | 0 | 0 | 0 | 0
21776 | 2.3 | CBOD5 | 10 | 10 |  | 287.73 | 287.73 | 0 | 70014.3
21776 | 2.3 | TSS | 15 | 15 |  | 431.595 | 431.595 | 0 | 105021.45
21776 | 2.3 | NH3 | 2 | 10 |  | 57.546 | 287.73 | 0 | 42008.58
2968 | 55 | BOD5* |  |  |  | 35500 | 35500 | 0 | 8638333.3333
2968 | 55 | CBOD5* |  |  |  | 0 | 0 | 0 | 0
2968 | 55 | TSS* |  |  |  | 0 | 0 | 0 | 0
2968 | 55 | NH3* |  |  |  | 0 | 0 | 0 | 0
42439 | 0.02 | BOD5 |  |  |  | 0 | 0 | 0 | 0
42439 | 0.02 | CBOD5 | 20 | 25 |  | 5.004 | 6.255 | 0 | 1369.845
42439 | 0.02 | TSS | 20 | 30 |  | 5.004 | 7.506 | 0 | 1522.05
42439 | 0.02 | NH3 | 7 | 12 |  | 1.7514 | 3.0024 | 0 | 578.379
21229 | 0.2 | BOD5 | 30 | 30 |  | 75.06 | 75.06 | 0 | 18264.6
21229 | 0.2 | CBOD5 |  |  |  | 0 | 0 | 0 | 0
21229 | 0.2 | TSS | 90 | 90 |  | 225.18 | 225.18 | 0 | 54793.8
21229 | 0.2 | NH3 |  |  |  | 0 | 0 | 0 | 0
37044 | 1.6 | BOD5 |  |  |  | 0 | 0 | 0 | 0
37044 | 1.6 | CBOD5 | 10 | 10 |  | 200.16 | 200.16 | 0 | 48705.6
37044 | 1.6 | TSS | 15 | 15 |  | 300.24 | 300.24 | 0 | 73058.4
37044 | 1.6 | NH3 | 8 | 12 |  | 160.128 | 240.192 | 0 | 48705.6
34193 | 0.2 | BOD5 |  |  |  | 0 | 0 | 0 | 0
34193 | 0.2 | CBOD5 | 20 | 25 |  | 50.04 | 62.55 | 0 | 13698.45
34193 | 0.2 | TSS | 30 | 30 |  | 75.06 | 75.06 | 0 | 18264.6
34193 | 0.2 | NH3 | 8 | 15 |  | 20.016 | 37.53 | 0 | 7001.43
20796 | 0.008 | BOD5 | 10 | 10 |  | 1.0008 | 1.0008 | 0 | 243.528
20796 | 0.008 | CBOD5 |  |  |  | 0 | 0 | 0 | 0
20796 | 0.008 | TSS | 15 | 15 |  | 1.5012 | 1.5012 | 0 | 365.292
20796 | 0.008 | NH3 |  |  |  | 0 | 0 | 0 | 0
42196 | 0.015 | BOD5 | 20 | 20 |  | 3.753 | 3.753 | 0 | 913.23
42196 | 0.015 | CBOD5 |  |  |  | 0 | 0 | 0 | 0
42196 | 0.015 | TSS | 20 | 20 |  | 3.753 | 3.753 | 0 | 913.23
42196 | 0.015 | NH3 |  |  |  | 0 | 0 | 0 | 0
42196 | 0.015 | BOD5 |  |  |  | 0 | 0 | 0 | 0
42196 | 0.015 | CBOD5 | 10 | 10 |  | 1.8765 | 1.8765 | 0 | 456.615
42196 | 0.015 | TSS | 15 | 15 |  | 2.8148 | 2.8148 | 0 | 684.9225
42196 | 0.015 | NH3 | 5 | 5 |  | 0.93825 | 0.93825 | 0 | 228.3075
44253 | 0.016 | BOD5 |  | 30 |  | 0 | 6.0048 | 0 | 730.584
44253 | 0.016 | CBOD5 | 25 |  |  | 5.004 | 0 | 0 | 608.82
44253 | 0.016 | TSS | 30 | 30 |  | 6.0048 | 6.0048 | 0 | 1461.168
44253 | 0.016 | NH3 | 5 |  |  | 1.0008 | 0 | 0 | 121.764
41521 | 0.005 | BOD5 |  |  |  | 0 | 0 | 0 | 0
41521 | 0.005 | CBOD5 | 10 | 10 |  | 0.6255 | 0.6255 | 0 | 152.205
41521 | 0.005 | TSS | 15 | 15 |  | 0.93825 | 0.93825 | 0 | 228.3075
41521 | 0.005 | NH3 | 5 | 10 |  | 0.31275 | 0.6255 | 0 | 114.1538
2437 | 25 | BOD5 |  |  |  | 0 | 0 | 0 | 0
2437 | 25 | CBOD5 | 20 | 20 |  | 6255 | 6255 | 0 | 1522050
2437 | 25 | TSS | 20 | 20 |  | 6255 | 6255 | 0 | 1522050
2437 | 25 | NH3 | 3 | 3 |  | 938.25 | 938.25 | 0 | 228307.5
34517 | 0.007 | BOD5 |  |  |  | 0 | 0 | 0 | 0
34517 | 0.007 | CBOD5 | 10 | 10 |  | 0.8757 | 0.8757 | 0 | 213.087
34517 | 0.007 | TSS | 15 | 15 |  | 1.3135 | 1.3135 | 0 | 319.6305
34517 | 0.007 | NH3 | 5 | 10 |  | 0.43785 | 0.8757 | 0 | 159.8152
20532 | 0.001 | BOD5 | 30 | 30 |  | 0.3753 | 0.3753 | 0 | 91.323
20532 | 0.001 | CBOD5 |  |  |  | 0 | 0 | 0 | 0
20532 | 0.001 | TSS | 30 | 30 |  | 0.3753 | 0.3753 | 0 | 91.323
20532 | 0.001 | NH3 |  |  |  | 0 | 0 | 0 | 0
43036 | 0.06 | BOD5 | 30 | 30 |  | 22.518 | 22.518 | 0 | 5479.38
43036 | 0.06 | CBOD5 |  |  |  | 0 | 0 | 0 | 0
43036 | 0.06 | TSS | 30 | 30 |  | 22.518 | 22.518 | 0 | 5479.38
43036 | 0.06 | NH3 |  |  |  | 0 | 0 | 0 | 0
43125 | 0.1 | BOD5 |  |  |  | 0 | 0 | 0 | 0
43125 | 0.1 | CBOD5 | 10 | 10 |  | 12.51 | 12.51 | 0 | 3044.1
43125 | 0.1 | TSS | 15 | 15 |  | 18.765 | 18.765 | 0 | 4566.15
43125 | 0.1 | NH3 | 5 | 10 |  | 6.255 | 12.51 | 0 | 2283.075
35653 | 0.18 | BOD5 |  |  |  | 0 | 0 | 0 | 0
35653 | 0.18 | CBOD5 | 20 | 20 |  | 45.036 | 45.036 | 0 | 10958.76
35653 | 0.18 | TSS | 20 | 20 |  | 45.036 | 45.036 | 0 | 10958.76
35653 | 0.18 | NH3 | 5 | 13 |  | 11.259 | 29.2734 | 0 | 4931.442
35653 | 0.18 | BOD5 |  | 20 |  | 0 | 45.036 | 0 | 5479.38
35653 | 0.18 | CBOD5 | 20 |  |  | 45.036 | 0 | 0 | 5479.38
35653 | 0.18 | TSS | 30 | 30 |  | 67.554 | 67.554 | 0 | 16438.14
35653 | 0.18 | NH3 | 6 |  |  | 13.5108 | 0 | 0 | 1643.814
33812 | 0.45 | BOD5 |  |  |  | 0 | 0 | 0 | 0
33812 | 0.45 | CBOD5 | 15 | 15 |  | 84.4425 | 84.4425 | 0 | 20547.675
33812 | 0.45 | TSS | 20 | 20 |  | 112.59 | 112.59 | 0 | 27396.9
33812 | 0.45 | NH3 | 6 | 11 |  | 33.777 | 61.9245 | 0 | 11643.6825
48194 | 0.01 | BOD5 |  |  |  | 0 | 0 | 0 | 0
48194 | 0.01 | CBOD5 | 10 | 15 |  | 1.251 | 1.8765 | 0 | 380.5125
48194 | 0.01 | TSS | 15 | 20 |  | 1.8765 | 2.502 | 0 | 532.7175
48194 | 0.01 | NH3 | 5 | 10 |  | 0.6255 | 1.251 | 0 | 228.3075
20320 | 6.88 | BOD5 | 30 | 30 |  | 2582.064 | 2582.064 | 0 | 628302.24
20320 | 6.88 | CBOD5 |  |  |  | 0 | 0 | 0 | 0
20320 | 6.88 | TSS | 90 | 90 |  | 7746.192 | 7746.192 | 0 | 1884906.72
20320 | 6.88 | NH3 |  |  |  | 0 | 0 | 0 | 0
46531 | 0.001 | BOD5 |  |  |  | 0 | 0 | 0 | 0
46531 | 0.001 | CBOD5 | 15 | 20 |  | 0.18765 | 0.2502 | 0 | 53.2717
46531 | 0.001 | TSS | 20 | 20 |  | 0.2502 | 0.2502 | 0 | 60.882
46531 | 0.001 | NH3 | 6 | 12 |  | 0.07506 | 0.15012 | 0 | 27.3969
20303 | 12 | BOD5 | 30 | 30 |  | 4503.6 | 4503.6 | 0 | 1095876
20303 | 12 | CBOD5 |  |  |  | 0 | 0 | 0 | 0
20303 | 12 | TSS | 30 | 30 |  | 4503.6 | 4503.6 | 0 | 1095876
20303 | 12 | NH3 |  |  |  | 0 | 0 | 0 | 0
38288 | 4.5 | BOD5 | 30 | 30 |  | 1688.85 | 1688.85 | 0 | 410953.5
38288 | 4.5 | CBOD5 |  |  |  | 0 | 0 | 0 | 0
38288 | 4.5 | TSS | 45 | 45 |  | 2533.275 | 2533.275 | 0 | 616430.25
38288 | 4.5 | NH3 |  |  |  | 0 | 0 | 0 | 0
39683 | 0.35 | BOD5 | 30 | 30 |  | 131.355 | 131.355 | 0 | 31963.05
39683 | 0.35 | CBOD5 |  |  |  | 0 | 0 | 0 | 0
39683 | 0.35 | TSS | 90 | 90 |  | 394.065 | 394.065 | 0 | 95889.15
39683 | 0.35 | NH3 |  |  |  | 0 | 0 | 0 | 0
42188 | 0.012 | BOD5 |  |  |  | 0 | 0 | 0 | 0
42188 | 0.012 | CBOD5 | 10 | 10 |  | 1.5012 | 1.5012 | 0 | 365.292
42188 | 0.012 | TSS | 15 | 15 |  | 2.2518 | 2.2518 | 0 | 547.938
42188 | 0.012 | NH3 | 5 | 10 |  | 0.7506 | 1.5012 | 0 | 273.969
43117 | 0.027 | BOD5 | 30 | 30 |  | 10.1331 | 10.1331 | 0 | 2465.721
43117 | 0.027 | CBOD5 |  |  |  | 0 | 0 | 0 | 0
43117 | 0.027 | TSS | 90 | 90 |  | 30.3993 | 30.3993 | 0 | 7397.163
43117 | 0.027 | NH3 |  |  |  | 0 | 0 | 0 | 0
43486 | 0.072 | BOD5 |  | 20 |  | 0 | 18.0144 | 0 | 2191.752
43486 | 0.072 | CBOD5 | 15 |  |  | 13.5108 | 0 | 0 | 1643.814
43486 | 0.072 | TSS | 15 | 20 |  | 13.5108 | 18.0144 | 0 | 3835.566
43486 | 0.072 | NH3 | 5 |  |  | 4.5036 | 0 | 0 | 547.938
45829 | 0.002 | BOD5 |  |  |  | 0 | 0 | 0 | 0
45829 | 0.002 | CBOD5 | 20 | 20 |  | 0.5004 | 0.5004 | 0 | 121.764
45829 | 0.002 | TSS | 20 | 20 |  | 0.5004 | 0.5004 | 0 | 121.764
45829 | 0.002 | NH3 | 5 | 12 |  | 0.1251 | 0.30024 | 0 | 51.7497
44938 | 2.4 | BOD5 |  |  |  | 0 | 0 | 0 | 0
44938 | 2.4 | CBOD5 | 45 | 45 |  | 1351.08 | 1351.08 | 0 | 328762.8
44938 | 2.4 | TSS | 45 | 45 |  | 1351.08 | 1351.08 | 0 | 328762.8
44938 | 2.4 | NH3 | 10 | 10 |  | 300.24 | 300.24 | 0 | 73058.4
35441 | 0.007 | BOD5 | 10 | 10 |  | 0.8757 | 0.8757 | 0 | 213.087
35441 | 0.007 | CBOD5 |  |  |  | 0 | 0 | 0 | 0
35441 | 0.007 | TSS | 15 | 15 |  | 1.3135 | 1.3135 | 0 | 319.6305
35441 | 0.007 | NH3 |  |  |  | 0 | 0 | 0 | 0
37559 | 0.02 | BOD5 |  |  |  | 0 | 0 | 0 | 0
37559 | 0.02 | CBOD5 | 20 | 20 |  | 5.004 | 5.004 | 0 | 1217.64
37559 | 0.02 | TSS | 30 | 30 |  | 7.506 | 7.506 | 0 | 1826.46
37559 | 0.02 | NH3 | 5 | 12 |  | 1.251 | 3.0024 | 0 | 517.497
44768 | 0.013 | BOD5 |  | 20 |  | 0 | 3.2526 | 0 | 395.733
44768 | 0.013 | CBOD5 | 10 |  |  | 1.6263 | 0 | 0 | 197.8665
44768 | 0.013 | TSS | 15 | 20 |  | 2.4394 | 3.2526 | 0 | 692.5327
44768 | 0.013 | NH3 | 10 |  |  | 1.6263 | 0 | 0 | 197.8665
45837 | 0.032 | BOD5 |  |  |  | 0 | 0 | 0 | 0
45837 | 0.032 | CBOD5 | 20 | 20 |  | 8.0064 | 8.0064 | 0 | 1948.224
45837 | 0.032 | TSS | 20 | 20 |  | 8.0064 | 8.0064 | 0 | 1948.224
45837 | 0.032 | NH3 | 5 | 12 |  | 2.0016 | 4.8038 | 0 | 827.9952
44750 | 0.03 | BOD5 |  | 20 |  | 0 | 7.506 | 0 | 913.23
44750 | 0.03 | CBOD5 | 20 |  |  | 7.506 | 0 | 0 | 913.23
44750 | 0.03 | TSS | 20 | 20 |  | 7.506 | 7.506 | 0 | 1826.46
44750 | 0.03 | NH3 | 4 |  |  | 1.5012 | 0 | 0 | 182.646
47813 | 0.035 | BOD5 |  |  |  | 0 | 0 | 0 | 0
47813 | 0.035 | CBOD5 | 20 | 20 |  | 8.757 | 8.757 | 0 | 2130.87
47813 | 0.035 | TSS | 30 | 30 |  | 13.1355 | 13.1355 | 0 | 3196.305
47813 | 0.035 | NH3 | 4 | 10 |  | 1.7514 | 4.3785 | 0 | 745.8045
40207 | 0.03 | BOD5 | 10 | 10 |  | 3.753 | 3.753 | 0 | 913.23
40207 | 0.03 | CBOD5 |  |  |  | 0 | 0 | 0 | 0
40207 | 0.03 | TSS | 15 | 15 |  | 5.6295 | 5.6295 | 0 | 1369.845
40207 | 0.03 | NH3 |  |  |  | 0 | 0 | 0 | 0
45560 | 0.002 | BOD5 |  |  |  | 0 | 0 | 0 | 0
45560 | 0.002 | CBOD5 | 20 | 20 |  | 0.5004 | 0.5004 | 0 | 121.764
45560 | 0.002 | TSS | 20 | 20 |  | 0.5004 | 0.5004 | 0 | 121.764
45560 | 0.002 | NH3 | 5 | 12 |  | 0.1251 | 0.30024 | 0 | 51.7497
46574 | 0.066 | BOD5 |  |  |  | 0 | 0 | 0 | 0
46574 | 0.066 | CBOD5 | 20 | 20 |  | 16.5132 | 16.5132 | 0 | 4018.212
46574 | 0.066 | TSS | 20 | 20 |  | 16.5132 | 16.5132 | 0 | 4018.212
46574 | 0.066 | NH3 | 4 | 12 |  | 3.3026 | 9.9079 | 0 | 1607.2848
47597 | 0.035 | BOD5 | 30 | 30 |  | 13.1355 | 13.1355 | 0 | 3196.305
47597 | 0.035 | CBOD5 |  |  |  | 0 | 0 | 0 | 0
47597 | 0.035 | TSS | 90 | 90 |  | 39.4065 | 39.4065 | 0 | 9588.915
47597 | 0.035 | NH3 |  |  |  | 0 | 0 | 0 | 0
48551 | 0.035 | BOD5 |  |  |  | 0 | 0 | 0 | 0
48551 | 0.035 | CBOD5 | 15 | 20 |  | 6.5678 | 8.757 | 0 | 1864.5113
48551 | 0.035 | TSS | 20 | 20 |  | 8.757 | 8.757 | 0 | 2130.87
48551 | 0.035 | NH3 | 6 | 12 |  | 2.6271 | 5.2542 | 0 | 958.8915
35688 | 0.2 | BOD5 |  |  |  | 0 | 0 | 0 | 0
35688 | 0.2 | CBOD5 | 20 | 20 |  | 50.04 | 50.04 | 0 | 12176.4
35688 | 0.2 | TSS | 20 | 20 |  | 50.04 | 50.04 | 0 | 12176.4
35688 | 0.2 | NH3 | 5 | 12 |  | 12.51 | 30.024 | 0 | 5174.97
37656 | 0.009 | BOD5 |  |  |  | 0 | 0 | 0 | 0
37656 | 0.009 | CBOD5 | 25 | 25 |  | 2.8148 | 2.8148 | 0 | 684.9225
37656 | 0.009 | TSS | 30 | 30 |  | 3.3777 | 3.3777 | 0 | 821.907
37656 | 0.009 | NH3 | 10 | 15 |  | 1.1259 | 1.6888 | 0 | 342.4613
44211 | 0.011 | BOD5 |  | 30 |  | 0 | 4.1283 | 0 | 502.2765
44211 | 0.011 | CBOD5 | 20 |  |  | 2.7522 | 0 | 0 | 334.851
44211 | 0.011 | TSS | 30 | 30 |  | 4.1283 | 4.1283 | 0 | 1004.553
44211 | 0.011 | NH3 | 5 |  |  | 0.68805 | 0 | 0 | 83.7127
47643 | 0.1 | BOD5 |  |  |  | 0 | 0 | 0 | 0
47643 | 0.1 | CBOD5 | 15 | 20 |  | 18.765 | 25.02 | 0 | 5327.175
47643 | 0.1 | TSS | 20 | 20 |  | 25.02 | 25.02 | 0 | 6088.2
47643 | 0.1 | NH3 | 5 | 10 |  | 6.255 | 12.51 | 0 | 2283.075
21580 | 3.5 | BOD5 | 30 | 30 |  | 1313.55 | 1313.55 | 0 | 319630.5
21580 | 3.5 | CBOD5 |  |  |  | 0 | 0 | 0 | 0
21580 | 3.5 | TSS | 90 | 90 |  | 3940.65 | 3940.65 | 0 | 958891.5
21580 | 3.5 | NH3 |  |  |  | 0 | 0 | 0 | 0
20109 | 0.038 | BOD5 |  |  |  | 0 | 0 | 0 | 0
20109 | 0.038 | CBOD5 | 10 | 10 |  | 4.7538 | 4.7538 | 0 | 1156.758
20109 | 0.038 | TSS | 15 | 15 |  | 7.1307 | 7.1307 | 0 | 1735.137
20109 | 0.038 | NH3 | 5 | 10 |  | 2.3769 | 4.7538 | 0 | 867.5685
48844 | 0.009 | BOD5 |  |  |  | 0 | 0 | 0 | 0
48844 | 0.009 | CBOD5 | 10 | 10 |  | 1.1259 | 1.1259 | 0 | 273.969
48844 | 0.009 | TSS | 15 | 15 |  | 1.6888 | 1.6888 | 0 | 410.9535
48844 | 0.009 | NH3 | 5 | 10 |  | 0.56295 | 1.1259 | 0 | 205.4768
46051 | 0.018 | BOD5 |  |  |  | 0 | 0 | 0 | 0
46051 | 0.018 | CBOD5 | 15 | 15 |  | 3.3777 | 3.3777 | 0 | 821.907
46051 | 0.018 | TSS | 20 | 20 |  | 4.5036 | 4.5036 | 0 | 1095.876
46051 | 0.018 | NH3 | 5 | 12 |  | 1.1259 | 2.7022 | 0 | 465.7473
41505 | 0.054 | BOD5 | 10 | 10 |  | 6.7554 | 6.7554 | 0 | 1643.814
41505 | 0.054 | CBOD5 |  |  |  | 0 | 0 | 0 | 0
41505 | 0.054 | TSS | 35 | 35 |  | 23.6439 | 23.6439 | 0 | 5753.349
41505 | 0.054 | NH3 |  |  |  | 0 | 0 | 0 | 0
21563 | 2 | BOD5 | 30 | 30 |  | 750.6 | 750.6 | 0 | 182646
21563 | 2 | CBOD5 |  |  |  | 0 | 0 | 0 | 0
21563 | 2 | TSS | 30 | 30 |  | 750.6 | 750.6 | 0 | 182646
21563 | 2 | NH3 |  |  |  | 0 | 0 | 0 | 0
34487 | 0.002 | BOD5 | 30 | 30 |  | 0.7506 | 0.7506 | 0 | 182.646
34487 | 0.002 | CBOD5 |  |  |  | 0 | 0 | 0 | 0
34487 | 0.002 | TSS | 30 | 30 |  | 0.7506 | 0.7506 | 0 | 182.646
34487 | 0.002 | NH3 |  |  |  | 0 | 0 | 0 | 0
36757 | 0.013 | BOD5 |  |  |  | 0 | 0 | 0 | 0
36757 | 0.013 | CBOD5 | 20 | 20 |  | 3.2526 | 3.2526 | 0 | 791.466
36757 | 0.013 | TSS | 30 | 30 |  | 4.8789 | 4.8789 | 0 | 1187.199
36757 | 0.013 | NH3 | 4 | 10 |  | 0.65052 | 1.6263 | 0 | 277.0131
1678 | 0.6 | BOD5 |  |  |  | 0 | 0 | 0 | 0
1678 | 0.6 | CBOD5 | 15 | 15 |  | 112.59 | 112.59 | 0 | 27396.9
1678 | 0.6 | TSS | 20 | 20 |  | 150.12 | 150.12 | 0 | 36529.2
1678 | 0.6 | NH3 | 6 | 8 |  | 45.036 | 60.048 | 0 | 12785.22
1678 | 0.3 | BOD5 |  |  |  | 0 | 0 | 0 | 0
1678 | 0.3 | CBOD5 | 20 | 20 |  | 75.06 | 75.06 | 0 | 18264.6
1678 | 0.3 | TSS | 20 | 20 |  | 75.06 | 75.06 | 0 | 18264.6
1678 | 0.3 | NH3 | 5 | 12 |  | 18.765 | 45.036 | 0 | 7762.455
39365 | 0.15 | BOD5 | 30 | 30 |  | 56.295 | 56.295 | 0 | 13698.45
39365 | 0.15 | CBOD5 |  |  |  | 0 | 0 | 0 | 0
39365 | 0.15 | TSS | 90 | 90 |  | 168.885 | 168.885 | 0 | 41095.35
39365 | 0.15 | NH3 |  |  |  | 0 | 0 | 0 | 0
39233 | 0.2 | BOD5 | 30 | 30 |  | 75.06 | 75.06 | 0 | 18264.6
39233 | 0.2 | CBOD5 |  |  |  | 0 | 0 | 0 | 0
39233 | 0.2 | TSS | 30 | 30 |  | 75.06 | 75.06 | 0 | 18264.6
39233 | 0.2 | NH3 |  |  |  | 0 | 0 | 0 | 0
33766 | 5.5 | BOD5 |  |  |  | 0 | 0 | 0 | 0
33766 | 5.5 | CBOD5 | 20 |  |  | 1376.1 | 0 | 0 | 167425.5
33766 | 5.5 | TSS | 40 | 40 |  | 2752.2 | 2752.2 | 0 | 669702
33766 | 5.5 | NH3 | 5 | 10 |  | 344.025 | 688.05 | 0 | 125569.125
33766 | 3.5 | BOD5 |  |  |  | 0 | 0 | 0 | 0
33766 | 3.5 | CBOD5 | 10 | 10 |  | 437.85 | 437.85 | 0 | 106543.5
33766 | 3.5 | TSS | 15 | 15 |  | 656.775 | 656.775 | 0 | 159815.25
33766 | 3.5 | NH3 | 5 | 10 |  | 218.925 | 437.85 | 0 | 79907.625
21857 | 0.72 | BOD5 |  |  |  | 0 | 0 | 0 | 0
21857 | 0.72 | CBOD5 | 10 | 10 |  | 90.072 | 90.072 | 0 | 21917.52
21857 | 0.72 | TSS | 15 | 15 |  | 135.108 | 135.108 | 0 | 32876.28
21857 | 0.72 | NH3 | 5 | 10 |  | 45.036 | 90.072 | 0 | 16438.14
37141 | 0.1 | BOD5 | 30 | 30 |  | 37.53 | 37.53 | 0 | 9132.3
37141 | 0.1 | CBOD5 |  |  |  | 0 | 0 | 0 | 0
37141 | 0.1 | TSS | 90 | 90 |  | 112.59 | 112.59 | 0 | 27396.9
37141 | 0.1 | NH3 |  |  |  | 0 | 0 | 0 | 0
33588 | 0.5 | BOD5 | 30 | 30 |  | 187.65 | 187.65 | 0 | 45661.5
33588 | 0.5 | CBOD5 |  |  |  | 0 | 0 | 0 | 0
33588 | 0.5 | TSS | 90 | 90 |  | 562.95 | 562.95 | 0 | 136984.5
33588 | 0.5 | NH3 |  |  |  | 0 | 0 | 0 | 0
48127 | 0.002 | BOD5 |  |  |  | 0 | 0 | 0 | 0
48127 | 0.002 | CBOD5 | 20 | 20 |  | 0.5004 | 0.5004 | 0 | 121.764
48127 | 0.002 | TSS | 20 | 20 |  | 0.5004 | 0.5004 | 0 | 121.764
48127 | 0.002 | NH3 | 5 | 12 |  | 0.1251 | 0.30024 | 0 | 51.7497
47431 | 0.033 | BOD5 |  |  |  | 0 | 0 | 0 | 0
47431 | 0.033 | CBOD5 | 20 | 20 |  | 8.2566 | 8.2566 | 0 | 2009.106
47431 | 0.033 | TSS | 30 | 30 |  | 12.3849 | 12.3849 | 0 | 3013.659
47431 | 0.033 | NH3 | 4 | 10 |  | 1.6513 | 4.1283 | 0 | 703.1871
40509 | 0.096 | BOD5 | 30 | 30 |  | 36.0288 | 36.0288 | 0 | 8767.008
40509 | 0.096 | CBOD5 |  |  |  | 0 | 0 | 0 | 0
40509 | 0.096 | TSS | 90 | 90 |  | 108.0864 | 108.0864 | 0 | 26301.024
40509 | 0.096 | NH3 |  |  |  | 0 | 0 | 0 | 0
42277 | 0.003 | BOD5 | 10 | 10 |  | 0.3753 | 0.3753 | 0 | 91.323
42277 | 0.003 | CBOD5 |  | 15 |  | 0 | 0.56295 | 0 | 68.4922
42277 | 0.003 | TSS | 15 |  |  | 0.56295 | 0 | 0 | 68.4922
42277 | 0.003 | NH3 |  |  |  | 0 | 0 | 0 | 0
| 0.076 | BOD5 |  |  |  | 0 | 0 | 0 | 0
| 0.076 | CBOD5 |  | 30 |  | 0 | 28.5228 | 0 | 3470.274
| 0.076 | TSS |  | 30 |  | 0 | 28.5228 | 0 | 3470.274
| 0.076 | NH3 |  | 12 |  | 0 | 11.4091 | 0 | 1388.1096
20672 | 0.3 | BOD5 |  |  |  | 0 | 0 | 0 | 0
20672 | 0.3 | CBOD5 | 15 | 15 |  | 56.295 | 56.295 | 0 | 13698.45
20672 | 0.3 | TSS | 20 | 20 |  | 75.06 | 75.06 | 0 | 18264.6
20672 | 0.3 | NH3 | 7 | 11 |  | 26.271 | 41.283 | 0 | 8219.07
47180 | 0.072 | BOD5 |  |  |  | 0 | 0 | 0 | 0
47180 | 0.072 | CBOD5 |  | 25 |  | 0 | 22.518 | 0 | 2739.69
47180 | 0.072 | TSS |  | 90 |  | 0 | 81.0648 | 0 | 9862.884
47180 | 0.072 | NH3 |  | 12 |  | 0 | 10.8086 | 0 | 1315.0512
20125 | 0.15 | BOD5 |  | 30 |  | 0 | 56.295 | 0 | 6849.225
20125 | 0.15 | CBOD5 | 15 |  |  | 28.1475 | 0 | 0 | 3424.6125
20125 | 0.15 | TSS | 15 | 90 |  | 28.1475 | 168.885 | 0 | 23972.2875
20125 | 0.15 | NH3 | 5 |  |  | 9.3825 | 0 | 0 | 1141.5375
37648 | 0.05 | BOD5 | 10 | 10 |  | 6.255 | 6.255 | 0 | 1522.05
37648 | 0.05 | CBOD5 |  |  |  | 0 | 0 | 0 | 0
37648 | 0.05 | TSS | 15 | 15 |  | 9.3825 | 9.3825 | 0 | 2283.075
37648 | 0.05 | NH3 |  |  |  | 0 | 0 | 0 | 0
37648 | 0.035 | BOD5 | 10 | 10 |  | 4.3785 | 4.3785 | 0 | 1065.435
37648 | 0.035 | CBOD5 |  |  |  | 0 | 0 | 0 | 0
37648 | 0.035 | TSS | 15 | 15 |  | 6.5678 | 6.5678 | 0 | 1598.1525
37648 | 0.035 | NH3 |  |  |  | 0 | 0 | 0 | 0
| 0.5 | BOD5 |  |  |  | 0 | 0 | 0 | 0
| 0.5 | CBOD5 | 10 | 10 |  | 62.55 | 62.55 | 0 | 15220.5
| 0.5 | TSS | 15 | 15 |  | 93.825 | 93.825 | 0 | 22830.75
| 0.5 | NH3 | 7 | 10 |  | 43.785 | 62.55 | 0 | 12937.425
39861 | 0.002 | BOD5 | 10 | 10 |  | 0.2502 | 0.2502 | 0 | 60.882
39861 | 0.002 | CBOD5 |  |  |  | 0 | 0 | 0 | 0
39861 | 0.002 | TSS | 15 | 15 |  | 0.3753 | 0.3753 | 0 | 91.323
39861 | 0.002 | NH3 |  |  |  | 0 | 0 | 0 | 0
33472 | 0.58 | BOD5 |  |  |  | 0 | 0 | 0 | 0
33472 | 0.58 | CBOD5 | 10 | 10 |  | 72.558 | 72.558 | 0 | 17655.78
33472 | 0.58 | TSS | 15 | 15 |  | 108.837 | 108.837 | 0 | 26483.67
33472 | 0.58 | NH3 | 4 | 7 |  | 29.0232 | 50.7906 | 0 | 9710.679
33316 | 0 | BOD5 |  |  |  | 0 | 0 | 0 | 0
33316 | 14 | CBOD5 |  |  |  | 0 | 0 | 0 | 0
33316 | 0 | CBOD5 | 25 | 25 |  | 0 | 0 | 0 | 0
33316 | 0 | TSS | 90 | 90 |  | 0 | 0 | 0 | 0
33316 | 0 | NH3 | 15 | 15 |  | 0 | 0 | 0 | 0
33316 | 14 | BOD5 |  | 30 |  | 0 | 5254.2 | 0 | 639261
33316 | 14 | CBOD5 |  |  |  | 0 | 0 | 0 | 0
33316 | 14 | CBOD5 | 25 |  |  | 4378.5 | 0 | 0 | 532717.5
33316 | 14 | TSS | 90 | 90 |  | 15762.6 | 15762.6 | 0 | 3835566
33316 | 14 | NH3 | 15 |  |  | 2627.1 | 0 | 0 | 319630.5
47350 | 0.004 | BOD5 |  |  |  | 0 | 0 | 0 | 0
47350 | 0.004 | CBOD5 | 20 | 20 |  | 1.0008 | 1.0008 | 0 | 243.528
47350 | 0.004 | TSS | 20 | 20 |  | 1.0008 | 1.0008 | 0 | 243.528
47350 | 0.004 | NH3 | 5 | 12 |  | 0.2502 | 0.60048 | 0 | 103.4994
46795 | 0.024 | BOD5 |  |  |  | 0 | 0 | 0 | 0
46795 | 0.024 | CBOD5 | 20 | 20 |  | 6.0048 | 6.0048 | 0 | 1461.168
46795 | 0.024 | TSS | 20 | 20 |  | 6.0048 | 6.0048 | 0 | 1461.168
46795 | 0.024 | NH3 | 5 | 12 |  | 1.5012 | 3.6029 | 0 | 620.9964
44504 | 0.025 | BOD5 |  |  |  | 0 | 0 | 0 | 0
44504 | 0.025 | CBOD5 | 15 | 15 |  | 4.6913 | 4.6913 | 0 | 1141.5375
44504 | 0.025 | TSS | 20 | 20 |  | 6.255 | 6.255 | 0 | 1522.05
44504 | 0.025 | NH3 | 4 | 10 |  | 1.251 | 3.1275 | 0 | 532.7175
39144 | 0.05 | BOD5 |  |  |  | 0 | 0 | 0 | 0
39144 | 0.05 | CBOD5 | 20 | 20 |  | 12.51 | 12.51 | 0 | 3044.1
39144 | 0.05 | TSS | 20 | 20 |  | 12.51 | 12.51 | 0 | 3044.1
39144 | 0.05 | NH3 | 5 | 12 |  | 3.1275 | 7.506 | 0 | 1293.7425
38571 | 0.001 | BOD5 | 10 | 10 |  | 0.1251 | 0.1251 | 0 | 30.441
38571 | 0.001 | CBOD5 |  |  |  | 0 | 0 | 0 | 0
38571 | 0.001 | TSS | 15 | 15 |  | 0.18765 | 0.18765 | 0 | 45.6615
38571 | 0.001 | NH3 |  |  |  | 0 | 0 | 0 | 0
1023 | 0.005 | BOD5 | 10 | 10 |  | 0.6255 | 0.6255 | 0 | 152.205
1023 | 0.005 | CBOD5 |  |  |  | 0 | 0 | 0 | 0
1023 | 0.005 | TSS | 15 | 15 |  | 0.93825 | 0.93825 | 0 | 228.3075
1023 | 0.005 | NH3 |  |  |  | 0 | 0 | 0 | 0
45250 | 0.002 | BOD5 |  |  |  | 0 | 0 | 0 | 0
45250 | 0.002 | CBOD5 | 10 | 10 |  | 0.2502 | 0.2502 | 0 | 60.882
45250 | 0.002 | TSS | 15 | 15 |  | 0.3753 | 0.3753 | 0 | 91.323
45250 | 0.002 | NH3 | 5 | 10 |  | 0.1251 | 0.2502 | 0 | 45.6615
41424 | 0.01 | BOD5 |  |  |  | 0 | 0 | 0 | 0
41424 | 0.01 | CBOD5 | 10 | 10 |  | 1.251 | 1.251 | 0 | 304.41
41424 | 0.01 | TSS | 15 | 15 |  | 1.8765 | 1.8765 | 0 | 456.615
41424 | 0.01 | NH3 | 5 | 5 |  | 0.6255 | 0.6255 | 0 | 152.205
46396 | 0.15 | BOD5 |  |  |  | 0 | 0 | 0 | 0
46396 | 0.15 | CBOD5 | 10 | 10 |  | 18.765 | 18.765 | 0 | 4566.15
46396 | 0.15 | TSS | 15 | 15 |  | 28.1475 | 28.1475 | 0 | 6849.225
46396 | 0.15 | NH3 | 5 | 10 |  | 9.3825 | 18.765 | 0 | 3424.6125
43664 | 0.013 | BOD5 |  | 30 |  | 0 | 4.8789 | 0 | 593.5995
43664 | 0.013 | CBOD5 | 20 |  |  | 3.2526 | 0 | 0 | 395.733
43664 | 0.013 | TSS | 20 | 30 |  | 3.2526 | 4.8789 | 0 | 989.3325
43664 | 0.013 | NH3 | 5 |  |  | 0.81315 | 0 | 0 | 98.9333
46116 | 0.003 | BOD5 |  |  |  | 0 | 0 | 0 | 0
46116 | 0.003 | CBOD5 | 10 | 10 |  | 0.3753 | 0.3753 | 0 | 91.323
46116 | 0.003 | TSS | 15 | 15 |  | 0.56295 | 0.56295 | 0 | 136.9845
46116 | 0.003 | NH3 | 5 | 10 |  | 0.18765 | 0.3753 | 0 | 68.4922
20630 | 0.187 | BOD5 |  |  |  | 0 | 0 | 0 | 0
20630 | 0.187 | CBOD5 | 10 | 10 |  | 23.3937 | 23.3937 | 0 | 5692.467
20630 | 0.187 | TSS | 15 | 15 |  | 35.0906 | 35.0906 | 0 | 8538.7005
20630 | 0.187 | NH3 | 5 | 10 |  | 11.6968 | 23.3937 | 0 | 4269.3503
38435 | 0.685 | BOD5 |  |  |  | 0 | 0 | 0 | 0
38435 | 0.685 | CBOD5 | 25 | 25 |  | 214.2337 | 214.2337 | 0 | 52130.2125
38435 | 0.685 | TSS | 90 | 90 |  | 771.2415 | 771.2415 | 0 | 187668.765
38435 | 0.685 | NH3 | 15 | 15 |  | 128.5402 | 128.5402 | 0 | 31278.1275
34568 | 0.004 | BOD5 | 30 | 30 |  | 1.5012 | 1.5012 | 0 | 365.292
34568 | 0.004 | CBOD5 |  |  |  | 0 | 0 | 0 | 0
34568 | 0.004 | TSS | 30 | 30 |  | 1.5012 | 1.5012 | 0 | 365.292
34568 | 0.004 | NH3 |  |  |  | 0 | 0 | 0 | 0
43974 | 0.005 | BOD5 | 30 | 30 |  | 1.8765 | 1.8765 | 0 | 456.615
43974 | 0.005 | CBOD5 |  |  |  | 0 | 0 | 0 | 0
43974 | 0.005 | TSS | 30 | 30 |  | 1.8765 | 1.8765 | 0 | 456.615
43974 | 0.005 | NH3 |  |  |  | 0 | 0 | 0 | 0
43958 | 0.009 | BOD5 | 30 | 30 |  | 3.3777 | 3.3777 | 0 | 821.907
43958 | 0.009 | CBOD5 |  |  |  | 0 | 0 | 0 | 0
43958 | 0.009 | TSS | 30 | 30 |  | 3.3777 | 3.3777 | 0 | 821.907
43958 | 0.009 | NH3 |  |  |  | 0 | 0 | 0 | 0
45489 | 0.03 | BOD5 |  |  |  | 0 | 0 | 0 | 0
45489 | 0.03 | CBOD5 | 20 | 20 |  | 7.506 | 7.506 | 0 | 1826.46
45489 | 0.03 | TSS | 20 | 20 |  | 7.506 | 7.506 | 0 | 1826.46
45489 | 0.03 | NH3 | 5 | 12 |  | 1.8765 | 4.5036 | 0 | 776.2455
37231 | 0.034 | BOD5 |  | 30 |  | 0 | 12.7602 | 0 | 1552.491
37231 | 0.034 | CBOD5 |  |  |  | 0 | 0 | 0 | 0
37231 | 0.034 | TSS |  | 90 |  | 0 | 38.2806 | 0 | 4657.473
37231 | 0.034 | NH3 |  |  |  | 0 | 0 | 0 | 0
40355 | 0.09 | BOD5 | 30 | 30 |  | 33.777 | 33.777 | 0 | 8219.07
40355 | 0.09 | CBOD5 |  |  |  | 0 | 0 | 0 | 0
40355 | 0.09 | TSS | 30 | 30 |  | 33.777 | 33.777 | 0 | 8219.07
40355 | 0.09 | NH3 |  |  |  | 0 | 0 | 0 | 0
34371 | 0.1 | BOD5 | 30 | 30 |  | 37.53 | 37.53 | 0 | 9132.3
34371 | 0.1 | CBOD5 |  |  |  | 0 | 0 | 0 | 0
34371 | 0.1 | TSS | 30 | 30 |  | 37.53 | 37.53 | 0 | 9132.3
34371 | 0.1 | NH3 |  |  |  | 0 | 0 | 0 | 0
48011 | 0.14 | BOD5 |  | 20 |  | 0 | 35.028 | 0 | 4261.74
48011 | 0.14 | CBOD5 | 10 |  |  | 17.514 | 0 | 0 | 2130.87
48011 | 0.14 | TSS | 15 | 20 |  | 26.271 | 35.028 | 0 | 7458.045
48011 | 0.14 | NH3 | 4 |  |  | 7.0056 | 0 | 0 | 852.348
48445 | 0.05 | BOD5 |  |  |  | 0 | 0 | 0 | 0
48445 | 0.05 | CBOD5 | 20 | 20 |  | 12.51 | 12.51 | 0 | 3044.1
48445 | 0.05 | TSS | 20 | 20 |  | 12.51 | 12.51 | 0 | 3044.1
48445 | 0.05 | NH3 | 5 | 5 |  | 3.1275 | 3.1275 | 0 | 761.025
48445 | 0.055 | BOD5 |  |  |  | 0 | 0 | 0 | 0
48445 | 0.055 | CBOD5 | 20 | 20 |  | 13.761 | 13.761 | 0 | 3348.51
48445 | 0.055 | TSS | 20 | 20 |  | 13.761 | 13.761 | 0 | 3348.51
48445 | 0.055 | NH3 | 4 | 12 |  | 2.7522 | 8.2566 | 0 | 1339.404
22098 | 0.5 | BOD5 |  |  |  | 0 | 0 | 0 | 0
22098 | 0.5 | CBOD5 | 10 | 10 |  | 62.55 | 62.55 | 0 | 15220.5
22098 | 0.5 | TSS | 15 | 15 |  | 93.825 | 93.825 | 0 | 22830.75
22098 | 0.5 | NH3 | 5 | 12 |  | 31.275 | 75.06 | 0 | 12937.425
| 0.08 | BOD5 |  | 30 |  | 0 | 30.024 | 0 | 3652.92
| 0.08 | CBOD5 | 25 |  |  | 25.02 | 0 | 0 | 3044.1
| 0.08 | TSS | 90 | 90 |  | 90.072 | 90.072 | 0 | 21917.52
| 0.08 | NH3 | 4 |  |  | 4.0032 | 0 | 0 | 487.056
33481 | 0.85 | BOD5 |  |  |  | 0 | 0 | 0 | 0
33481 | 0.85 | CBOD5 | 10 | 10 |  | 106.335 | 106.335 | 0 | 25874.85
33481 | 0.85 | TSS | 15 | 15 |  | 159.5025 | 159.5025 | 0 | 38812.275
33481 | 0.85 | NH3 | 5 | 10 |  | 53.1675 | 106.335 | 0 | 19406.1375
42927 | 0.03 | BOD5* |  |  |  | 0 | 0 | 0 | 0
42927 | 0.03 | CBOD5* | 10 | 25 |  | 3.753 | 9.3825 | 0 | 1598.1525
42927 | 0.03 | TSS* | 15 | 30 |  | 5.6295 | 11.259 | 0 | 2054.7675
42927 | 0.03 | NH3* | 2 | 15 |  | 0.7506 | 5.6295 | 0 | 776.2455
44181 | 0.005 | BOD5 |  |  |  | 0 | 0 | 0 | 0
44181 | 0.005 | CBOD5 | 20 | 20 |  | 1.251 | 1.251 | 0 | 304.41
44181 | 0.005 | TSS | 20 | 20 |  | 1.251 | 1.251 | 0 | 304.41
44181 | 0.005 | NH3 | 4 | 12 |  | 0.2502 | 0.7506 | 0 | 121.764
42340 | 0.002 | BOD5 |  |  |  | 0 | 0 | 0 | 0
42340 | 0.002 | CBOD5 | 10 | 10 |  | 0.2502 | 0.2502 | 0 | 60.882
42340 | 0.002 | TSS | 15 | 15 |  | 0.3753 | 0.3753 | 0 | 91.323
42340 | 0.002 | NH3 | 5 | 10 |  | 0.1251 | 0.2502 | 0 | 45.6615
37605 | 0.05 | BOD5 |  |  |  | 0 | 0 | 0 | 0
37605 | 0.05 | CBOD5 | 25 | 25 |  | 15.6375 | 15.6375 | 0 | 3805.125
37605 | 0.05 | TSS | 30 | 30 |  | 18.765 | 18.765 | 0 | 4566.15
37605 | 0.05 | NH3 | 15 | 15 |  | 9.3825 | 9.3825 | 0 | 2283.075
40321 | 0.1 | BOD5 |  |  |  | 0 | 0 | 0 | 0
40321 | 0.1 | CBOD5 | 20 | 20 |  | 25.02 | 25.02 | 0 | 6088.2
40321 | 0.1 | TSS | 20 | 20 |  | 25.02 | 25.02 | 0 | 6088.2
40321 | 0.1 | NH3 | 4 | 13 |  | 5.004 | 16.263 | 0 | 2587.485
48631 | 0.01 | BOD5 |  |  |  | 0 | 0 | 0 | 0
48631 | 0.01 | CBOD5 | 15 | 15 |  | 1.8765 | 1.8765 | 0 | 456.615
48631 | 0.01 | TSS | 20 | 20 |  | 2.502 | 2.502 | 0 | 608.82
48631 | 0.01 | NH3 | 5 | 10 |  | 0.6255 | 1.251 | 0 | 228.3075
46213 | 0.015 | BOD5 |  |  |  | 0 | 0 | 0 | 0
46213 | 0.015 | CBOD5 | 20 | 20 |  | 3.753 | 3.753 | 0 | 913.23
46213 | 0.015 | TSS | 20 | 20 |  | 3.753 | 3.753 | 0 | 913.23
46213 | 0.015 | NH3 | 4 | 12 |  | 0.7506 | 2.2518 | 0 | 365.292
41254 | 0.075 | BOD5 |  |  |  | 0 | 0 | 0 | 0
41254 | 0.075 | CBOD5 | 10 | 10 |  | 9.3825 | 9.3825 | 0 | 2283.075
41254 | 0.075 | TSS | 15 | 15 |  | 14.0738 | 14.0738 | 0 | 3424.6125
41254 | 0.075 | NH3 | 10 | 10 |  | 9.3825 | 9.3825 | 0 | 2283.075
48712 | 0.036 | BOD5 |  |  |  | 0 | 0 | 0 | 0
48712 | 0.036 | CBOD5 | 20 | 20 |  | 9.0072 | 9.0072 | 0 | 2191.752
48712 | 0.036 | TSS | 20 | 20 |  | 9.0072 | 9.0072 | 0 | 2191.752
48712 | 0.036 | NH3 | 5 | 12 |  | 2.2518 | 5.4043 | 0 | 931.4946
21911 | 0.35 | BOD5 |  |  |  | 0 | 0 | 0 | 0
21911 | 0.35 | CBOD5 | 15 | 15 |  | 65.6775 | 65.6775 | 0 | 15981.525
21911 | 0.35 | TSS | 20 | 20 |  | 87.57 | 87.57 | 0 | 21308.7
21911 | 0.35 | NH3 | 5 | 12 |  | 21.8925 | 52.542 | 0 | 9056.1975
39357 | 0.12 | BOD5 |  |  |  | 0 | 0 | 0 | 0
39357 | 0.12 | CBOD5 | 25 | 25 |  | 37.53 | 37.53 | 0 | 9132.3
39357 | 0.12 | TSS | 90 | 90 |  | 135.108 | 135.108 | 0 | 32876.28
39357 | 0.12 | NH3 | 15 | 15 |  | 22.518 | 22.518 | 0 | 5479.38
43664 | 1.2 | BOD5 | 20 | 20 |  | 300.24 | 300.24 | 0 | 73058.4
43664 | 1.2 | CBOD5 |  |  |  | 0 | 0 | 0 | 0
43664 | 1.2 | TSS | 20 | 20 |  | 300.24 | 300.24 | 0 | 73058.4
43664 | 1.2 | NH3 |  |  |  | 0 | 0 | 0 | 0
47058 | 0.001 | BOD5 |  |  |  | 0 | 0 | 0 | 0
47058 | 0.001 | CBOD5 | 20 | 20 |  | 0.2502 | 0.2502 | 0 | 60.882
47058 | 0.001 | TSS | 20 | 20 |  | 0.2502 | 0.2502 | 0 | 60.882
47058 | 0.001 | NH3 | 5 | 12 |  | 0.06255 | 0.15012 | 0 | 25.8748
40983 | 0.008 | BOD5 |  |  |  | 0 | 0 | 0 | 0
40983 | 0.008 | CBOD5 | 25 | 25 |  | 2.502 | 2.502 | 0 | 608.82
40983 | 0.008 | TSS | 30 | 30 |  | 3.0024 | 3.0024 | 0 | 730.584
40983 | 0.008 | NH3 | 8 | 15 |  | 0.80064 | 1.5012 | 0 | 280.0572
22209 | 0.12 | BOD5 |  |  |  | 0 | 0 | 0 | 0
22209 | 0.12 | CBOD5 |  | 25 |  | 0 | 37.53 | 0 | 4566.15
22209 | 0.12 | TSS |  | 90 |  | 0 | 135.108 | 0 | 16438.14
22209 | 0.12 | NH3 |  | 10 |  | 0 | 15.012 | 0 | 1826.46
531 | 0.015 | BOD5 |  | 30 |  | 0 | 5.6295 | 0 | 684.9225
531 | 0.015 | CBOD5 | 15 |  |  | 2.8148 | 0 | 0 | 342.4613
531 | 0.015 | TSS | 20 | 30 |  | 3.753 | 5.6295 | 0 | 1141.5375
531 | 0.015 | NH3 | 5 |  |  | 0.93825 | 0 | 0 | 114.1538
353 | 0.342 | BOD5 | 30 | 30 |  | 128.3526 | 128.3526 | 0 | 31232.466
353 | 0.342 | CBOD5 |  |  |  | 0 | 0 | 0 | 0
353 | 0.342 | TSS | 30 | 30 |  | 128.3526 | 128.3526 | 0 | 31232.466
353 | 0.342 | NH3 |  |  |  | 0 | 0 | 0 | 0
38351 | 0.002 | BOD5 |  |  |  | 0 | 0 | 0 | 0
38351 | 0.002 | CBOD5 | 15 | 20 |  | 0.3753 | 0.5004 | 0 | 106.5435
38351 | 0.002 | TSS | 20 | 20 |  | 0.5004 | 0.5004 | 0 | 121.764
38351 | 0.002 | NH3 | 6 | 12 |  | 0.15012 | 0.30024 | 0 | 54.7938
42463 | 0.15 | BOD5 |  |  |  | 0 | 0 | 0 | 0
42463 | 0.15 | CBOD5 | 20 | 20 |  | 37.53 | 37.53 | 0 | 9132.3
42463 | 0.15 | TSS | 20 | 20 |  | 37.53 | 37.53 | 0 | 9132.3
42463 | 0.15 | NH3 | 9 | 9 |  | 16.8885 | 16.8885 | 0 | 4109.535
| 0.09 | BOD5 |  |  |  | 0 | 0 | 0 | 0
| 0.09 | CBOD5 | 20 | 20 |  | 22.518 | 22.518 | 0 | 5479.38
| 0.09 | TSS | 20 | 20 |  | 22.518 | 22.518 | 0 | 5479.38
| 0.09 | NH3 | 5 | 12 |  | 5.6295 | 13.5108 | 0 | 2328.7365
21695 | 0.3 | BOD5 |  |  |  | 0 | 0 | 0 | 0
21695 | 0.3 | CBOD5 | 20 | 20 |  | 75.06 | 75.06 | 0 | 18264.6
21695 | 0.3 | TSS | 20 | 20 |  | 75.06 | 75.06 | 0 | 18264.6
21695 | 0.3 | NH3 | 4 | 12 |  | 15.012 | 45.036 | 0 | 7305.84
40240 | 0.015 | BOD5 |  |  |  | 0 | 0 | 0 | 0
40240 | 0.015 | CBOD5 | 10 | 10 |  | 1.8765 | 1.8765 | 0 | 456.615
40240 | 0.015 | TSS | 15 | 15 |  | 2.8148 | 2.8148 | 0 | 684.9225
40240 | 0.015 | NH3 | 10 | 10 |  | 1.8765 | 1.8765 | 0 | 456.615
47562 | 0.015 | BOD5 |  |  |  | 0 | 0 | 0 | 0
47562 | 0.015 | CBOD5 | 15 | 20 |  | 2.8148 | 3.753 | 0 | 799.0762
47562 | 0.015 | TSS | 20 | 20 |  | 3.753 | 3.753 | 0 | 913.23
47562 | 0.015 | NH3 | 6 | 12 |  | 1.1259 | 2.2518 | 0 | 410.9535
42455 | 0.6 | BOD5 |  |  |  | 0 | 0 | 0 | 0
42455 | 0.6 | CBOD5 | 50 | 50 |  | 375.3 | 375.3 | 0 | 91323
42455 | 0.6 | TSS | 60 | 60 |  | 450.36 | 450.36 | 0 | 109587.6
42455 | 0.6 | NH3 | 38 | 38 |  | 285.228 | 285.228 | 0 | 69405.48
47023 | 0.013 | BOD5 | 30 | 30 |  | 4.8789 | 4.8789 | 0 | 1187.199
47023 | 0.013 | CBOD5 |  |  |  | 0 | 0 | 0 | 0
47023 | 0.013 | TSS | 30 | 30 |  | 4.8789 | 4.8789 | 0 | 1187.199
47023 | 0.013 | NH3 |  |  |  | 0 | 0 | 0 | 0
39390 | 0.022 | BOD5 | 10 | 10 |  | 2.7522 | 2.7522 | 0 | 669.702
39390 | 0.022 | CBOD5 |  |  |  | 0 | 0 | 0 | 0
39390 | 0.022 | TSS | 15 | 15 |  | 4.1283 | 4.1283 | 0 | 1004.553
39390 | 0.022 | NH3 |  |  |  | 0 | 0 | 0 | 0
45951 | 0.001 | BOD5 |  |  |  | 0 | 0 | 0 | 0
42650 | 0.005 | CBOD5 |  |  |  | 0 | 0 | 0 | 0
45951 | 0.001 | CBOD5 | 20 | 20 |  | 0.2502 | 0.2502 | 0 | 60.882
45951 | 0.001 | TSS | 20 | 20 |  | 0.2502 | 0.2502 | 0 | 60.882
45951 | 0.001 | NH3 | 5 | 12 |  | 0.06255 | 0.15012 | 0 | 25.8748
42650 | 0.005 | BOD5 | 10 | 10 |  | 0.6255 | 0.6255 | 0 | 152.205
42650 | 0.005 | CBOD5 |  |  |  | 0 | 0 | 0 | 0
42650 | 0.005 | TSS | 15 | 15 |  | 0.93825 | 0.93825 | 0 | 228.3075
42650 | 0.005 | NH3 |  |  |  | 0 | 0 | 0 | 0
43362 | 0.008 | BOD5 | 10 | 10 |  | 1.0008 | 1.0008 | 0 | 243.528
43362 | 0.008 | CBOD5 |  |  |  | 0 | 0 | 0 | 0
43362 | 0.008 | TSS | 15 | 15 |  | 1.5012 | 1.5012 | 0 | 365.292
43362 | 0.008 | NH3 |  |  |  | 0 | 0 | 0 | 0
35793 | 0.04 | BOD5 |  |  |  | 0 | 0 | 0 | 0
35793 | 0.04 | CBOD5 | 15 | 15 |  | 7.506 | 7.506 | 0 | 1826.46
35793 | 0.04 | TSS | 15 | 15 |  | 7.506 | 7.506 | 0 | 1826.46
35793 | 0.04 | NH3 | 4 | 10 |  | 2.0016 | 5.004 | 0 | 852.348
43397 | 6.4 | BOD5* |  |  |  | 0 | 0 | 0 | 0
43397 | 6.4 | CBOD5* | 10 | 20 |  | 800.64 | 1601.28 | 0 | 292233.6
43397 | 6.4 | TSS* | 15 | 20 |  | 1200.96 | 1601.28 | 0 | 340939.2
43397 | 6.4 | NH3* | 1.5 | 4 |  | 120.096 | 320.256 | 0 | 53576.16
42536 | 0.022 | BOD5 |  |  |  | 0 | 0 | 0 | 0
42536 | 0.022 | CBOD5 | 20 | 20 |  | 5.5044 | 5.5044 | 0 | 1339.404
42536 | 0.022 | TSS | 20 | 20 |  | 5.5044 | 5.5044 | 0 | 1339.404
42536 | 0.022 | NH3 | 5 | 15 |  | 1.3761 | 4.1283 | 0 | 669.702
45896 | 0.029 | BOD5 |  |  |  | 0 | 0 | 0 | 0
45896 | 0.029 | CBOD5 | 15 | 20 |  | 5.4418 | 7.2558 | 0 | 1544.8808
45896 | 0.029 | TSS | 20 | 20 |  | 7.2558 | 7.2558 | 0 | 1765.578
45896 | 0.029 | NH3 | 6 | 12 |  | 2.1767 | 4.3535 | 0 | 794.5101
41807 | 0.028 | BOD5 |  |  |  | 0 | 0 | 0 | 0
41807 | 0.028 | CBOD5 | 30 | 30 |  | 10.5084 | 10.5084 | 0 | 2557.044
41807 | 0.028 | TSS | 90 | 90 |  | 31.5252 | 31.5252 | 0 | 7671.132
41807 | 0.028 | NH3 |  |  |  | 0 | 0 | 0 | 0
41807 | 0.02 | BOD5 |  |  |  | 0 | 0 | 0 | 0
41807 | 0.02 | CBOD5 | 15 | 15 |  | 3.753 | 3.753 | 0 | 913.23
41807 | 0.02 | TSS | 20 | 20 |  | 5.004 | 5.004 | 0 | 1217.64
41807 | 0.02 | NH3 | 5 | 12 |  | 1.251 | 3.0024 | 0 | 517.497
45390 | 0.006 | BOD5 |  |  |  | 0 | 0 | 0 | 0
45390 | 0.006 | CBOD5 | 10 | 10 |  | 0.7506 | 0.7506 | 0 | 182.646
45390 | 0.006 | TSS | 15 | 15 |  | 1.1259 | 1.1259 | 0 | 273.969
45390 | 0.006 | NH3 | 5 | 10 |  | 0.3753 | 0.7506 | 0 | 136.9845
45373 | 0.08 | BOD5 |  |  |  | 0 | 0 | 0 | 0
45373 | 0.08 | CBOD5 |  | 25 |  | 0 | 25.02 | 0 | 3044.1
45373 | 0.08 | TSS |  | 90 |  | 0 | 90.072 | 0 | 10958.76
45373 | 0.08 | NH3 |  | 15 |  | 0 | 15.012 | 0 | 1826.46
46035 | 0.01 | BOD5 |  |  |  | 0 | 0 | 0 | 0
46035 | 0.01 | CBOD5 | 20 | 20 |  | 2.502 | 2.502 | 0 | 608.82
46035 | 0.01 | TSS | 20 | 20 |  | 2.502 | 2.502 | 0 | 608.82
46035 | 0.01 | NH3 | 5 | 12 |  | 0.6255 | 1.5012 | 0 | 258.7485
45004 | 0.06 | BOD5 |  | 20 |  | 0 | 15.012 | 0 | 1826.46
45004 | 0.06 | CBOD5 | 15 |  |  | 11.259 | 0 | 0 | 1369.845
45004 | 0.06 | TSS | 20 | 20 |  | 15.012 | 15.012 | 0 | 3652.92
45004 | 0.06 | NH3 | 5 |  |  | 3.753 | 0 | 0 | 456.615
38075 | 0.7 | BOD5 |  |  |  | 0 | 0 | 0 | 0
38075 | 0.7 | CBOD5 | 10 | 10 |  | 87.57 | 87.57 | 0 | 21308.7
38075 | 0.7 | TSS | 15 | 15 |  | 131.355 | 131.355 | 0 | 31963.05
38075 | 0.7 | NH3 | 6 | 10 |  | 52.542 | 87.57 | 0 | 17046.96
22217 | 0.05 | BOD5 |  |  |  | 0 | 0 | 0 | 0
22217 | 0.05 | CBOD5 | 20 | 20 |  | 12.51 | 12.51 | 0 | 3044.1
22217 | 0.05 | TSS | 20 | 20 |  | 12.51 | 12.51 | 0 | 3044.1
22217 | 0.05 | NH3 | 5 | 13 |  | 3.1275 | 8.1315 | 0 | 1369.845
21768 | 6.5 | BOD5 |  |  |  | 0 | 0 | 0 | 0
21768 | 6.5 | CBOD5 | 10 | 15 |  | 813.15 | 1219.725 | 0 | 247333.125
21768 | 6.5 | TSS | 15 | 20 |  | 1219.725 | 1626.3 | 0 | 346266.375
21768 | 6.5 | NH3 | 4 | 4 |  | 325.26 | 325.26 | 0 | 79146.6
47627 | 0.005 | BOD5 |  |  |  | 0 | 0 | 0 | 0
47627 | 0.005 | CBOD5 | 15 | 15 |  | 0.93825 | 0.93825 | 0 | 228.3075
47627 | 0.005 | TSS | 20 | 20 |  | 1.251 | 1.251 | 0 | 304.41
47627 | 0.005 | NH3 | 5 | 12 |  | 0.31275 | 0.7506 | 0 | 129.3742
34789 | 0.35 | BOD5 |  |  |  | 0 | 0 | 0 | 0
34789 | 0.35 | CBOD5 | 10 | 10 |  | 43.785 | 43.785 | 0 | 10654.35
34789 | 0.35 | TSS | 15 | 15 |  | 65.6775 | 65.6775 | 0 | 15981.525
34789 | 0.35 | NH3 | 5 | 10 |  | 21.8925 | 43.785 | 0 | 7990.7625
34037 | 0.017 | BOD5 |  |  |  | 0 | 0 | 0 | 0
34037 | 0.017 | CBOD5 | 20 | 20 |  | 4.2534 | 4.2534 | 0 | 1034.994
34037 | 0.017 | TSS | 20 | 20 |  | 4.2534 | 4.2534 | 0 | 1034.994
34037 | 0.017 | NH3 | 4 | 12 |  | 0.85068 | 2.552 | 0 | 413.9976
47210 | 0.025 | BOD5 |  |  |  | 0 | 0 | 0 | 0
47210 | 0.025 | CBOD5 | 15 | 20 |  | 4.6913 | 6.255 | 0 | 1331.7938
47210 | 0.025 | TSS | 20 | 20 |  | 6.255 | 6.255 | 0 | 1522.05
47210 | 0.025 | NH3 | 6 | 12 |  | 1.8765 | 3.753 | 0 | 684.9225
47490 | 0.007 | BOD5 |  |  |  | 0 | 0 | 0 | 0
47490 | 0.007 | CBOD5 | 15 | 15 |  | 1.3135 | 1.3135 | 0 | 319.6305
47490 | 0.007 | TSS | 20 | 20 |  | 1.7514 | 1.7514 | 0 | 426.174
47490 | 0.007 | NH3 | 6 | 12 |  | 0.52542 | 1.0508 | 0 | 191.7783
36561 | 0.03 | BOD5 |  |  |  | 0 | 0 | 0 | 0
36561 | 0.03 | CBOD5 | 10 | 10 |  | 3.753 | 3.753 | 0 | 913.23
36561 | 0.03 | TSS | 15 | 15 |  | 5.6295 | 5.6295 | 0 | 1369.845
36561 | 0.03 | NH3 | 5 | 5 |  | 1.8765 | 1.8765 | 0 | 456.615
47449 | 0.006 | BOD5 |  |  |  | 0 | 0 | 0 | 0
47449 | 0.006 | CBOD5 | 10 | 10 |  | 0.7506 | 0.7506 | 0 | 182.646
47449 | 0.006 | TSS | 15 | 15 |  | 1.1259 | 1.1259 | 0 | 273.969
47449 | 0.006 | NH3 | 10 | 10 |  | 0.7506 | 0.7506 | 0 | 182.646
47708 | 0.001 | BOD5 |  |  |  | 0 | 0 | 0 | 0
47708 | 0.001 | CBOD5 | 15 | 15 |  | 0.18765 | 0.18765 | 0 | 45.6615
47708 | 0.001 | TSS | 20 | 20 |  | 0.2502 | 0.2502 | 0 | 60.882
47708 | 0.001 | NH3 | 5 | 12 |  | 0.06255 | 0.15012 | 0 | 25.8748
21601 | 5 | BOD5 | 30 | 30 |  | 1876.5 | 1876.5 | 0 | 456615
21601 | 5 | CBOD5 |  |  |  | 0 | 0 | 0 | 0
21601 | 5 | TSS | 30 | 30 |  | 1876.5 | 1876.5 | 0 | 456615
21601 | 5 | NH3 |  |  |  | 0 | 0 | 0 | 0
41165 | 0.02 | BOD5 |  |  |  | 0 | 0 | 0 | 0
41165 | 0.02 | CBOD5 | 20 | 25 |  | 5.004 | 6.255 | 0 | 1369.845
41165 | 0.02 | TSS | 30 | 30 |  | 7.506 | 7.506 | 0 | 1826.46
41165 | 0.02 | NH3 | 5 | 15 |  | 1.251 | 3.753 | 0 | 608.82
43443 | 0.05 | BOD5 |  | 30 |  | 0 | 18.765 | 0 | 2283.075
43443 | 0.05 | CBOD5 |  |  |  | 0 | 0 | 0 | 0
43443 | 0.05 | TSS |  | 90 |  | 0 | 56.295 | 0 | 6849.225
43443 | 0.05 | NH3 |  |  |  | 0 | 0 | 0 | 0
22772 | 0.03 | BOD5 |  |  |  | 0 | 0 | 0 | 0
22772 | 0.03 | CBOD5 | 10 | 10 |  | 3.753 | 3.753 | 0 | 913.23
22772 | 0.03 | TSS | 15 | 15 |  | 5.6295 | 5.6295 | 0 | 1369.845
22772 | 0.03 | NH3 | 5 | 10 |  | 1.8765 | 3.753 | 0 | 684.9225
46060 | 0.027 | BOD5 |  |  |  | 0 | 0 | 0 | 0
46060 | 0.027 | CBOD5 | 20 | 20 |  | 6.7554 | 6.7554 | 0 | 1643.814
46060 | 0.027 | TSS | 30 | 30 |  | 10.1331 | 10.1331 | 0 | 2465.721
46060 | 0.027 | NH3 | 5 | 12 |  | 1.6888 | 4.0532 | 0 | 698.6209
45608 | 0.5 | BOD5 |  |  |  | 0 | 0 | 0 | 0
45608 | 0.5 | CBOD5 | 10 | 10 |  | 62.55 | 62.55 | 0 | 15220.5
45608 | 0.5 | TSS | 15 | 15 |  | 93.825 | 93.825 | 0 | 22830.75
45608 | 0.5 | NH3 | 7 | 10 |  | 43.785 | 62.55 | 0 | 12937.425
38407 | 0.023 | BOD5 |  |  |  | 0 | 0 | 0 | 0
38407 | 0.023 | CBOD5 | 10 | 10 |  | 2.8773 | 2.8773 | 0 | 700.143
38407 | 0.023 | TSS | 15 | 15 |  | 4.3159 | 4.3159 | 0 | 1050.2145
38407 | 0.023 | NH3 | 5 | 10 |  | 1.4386 | 2.8773 | 0 | 525.1073
40801 | 0.004 | BOD5 |  |  |  | 0 | 0 | 0 | 0
40801 | 0.004 | CBOD5 | 10 | 10 |  | 0.5004 | 0.5004 | 0 | 121.764
40801 | 0.004 | TSS | 15 | 15 |  | 0.7506 | 0.7506 | 0 | 182.646
40801 | 0.004 | NH3 | 5 | 5 |  | 0.2502 | 0.2502 | 0 | 60.882
38172 | 0.4 | BOD5 |  |  |  | 0 | 0 | 0 | 0
38172 | 0.4 | CBOD5 | 15 | 15 |  | 75.06 | 75.06 | 0 | 18264.6
38172 | 0.4 | TSS | 20 | 20 |  | 100.08 | 100.08 | 0 | 24352.8
38172 | 0.4 | NH3 | 6 | 10 |  | 30.024 | 50.04 | 0 | 9741.12
| 0.014 | BOD5* |  |  |  | 0 | 0 | 0 | 0
| 0.014 | CBOD5* | 10 | 10 |  | 1.7514 | 1.7514 | 0 | 426.174
| 0.014 | TSS* | 15 | 15 |  | 2.6271 | 2.6271 | 0 | 639.261
| 0.014 | NH3* | 5 | 10 |  | 0.8757 | 1.7514 | 0 | 319.6305
46841 | 0.001 | BOD5 |  | 20 |  | 0 | 0.2502 | 0 | 30.441
46841 | 0.001 | CBOD5 | 15 |  |  | 0.18765 | 0 | 0 | 22.8307
46841 | 0.001 | TSS | 20 | 20 |  | 0.2502 | 0.2502 | 0 | 60.882
46841 | 0.001 | NH3 | 5 |  |  | 0.06255 | 0 | 0 | 7.6102
34347 | HCR | BOD5 |  |  |  | #VALUE! | #VALUE! | #VALUE! | #VALUE!
34347 | HCR | CBOD5 | 30 | 30 |  | #VALUE! | #VALUE! | #VALUE! | #VALUE!
34347 | HCR | TSS | 90 | 90 |  | #VALUE! | #VALUE! | #VALUE! | #VALUE!
34347 | HCR | NH3 | 10 | 10 |  | #VALUE! | #VALUE! | #VALUE! | #VALUE!
37176 | 0.35 | BOD5 |  |  |  | 0 | 0 | 0 | 0
37176 | 0.35 | CBOD5 | 20 | 20 |  | 87.57 | 87.57 | 0 | 21308.7
37176 | 0.35 | TSS | 20 | 20 |  | 87.57 | 87.57 | 0 | 21308.7
37176 | 0.35 | NH3 | 5 | 12 |  | 21.8925 | 52.542 | 0 | 9056.1975
| 0.1 | BOD5 |  |  |  | 0 | 0 | 0 | 0
| 0.1 | CBOD5 | 10 | 10 |  | 12.51 | 12.51 | 0 | 3044.1
| 0.1 | TSS | 15 | 15 |  | 18.765 | 18.765 | 0 | 4566.15
| 0.1 | NH3 | 5 | 10 |  | 6.255 | 12.51 | 0 | 2283.075
42919 | 0.002 | BOD5 | 10 | 10 |  | 0.2502 | 0.2502 | 0 | 60.882
42919 | 0.002 | CBOD5 |  |  |  | 0 | 0 | 0 | 0
42919 | 0.002 | TSS | 15 | 15 |  | 0.3753 | 0.3753 | 0 | 91.323
42919 | 0.002 | NH3 |  |  |  | 0 | 0 | 0 | 0
20231 | 0.02 | BOD5 | 10 | 10 |  | 2.502 | 2.502 | 0 | 608.82
20231 | 0.02 | CBOD5 |  |  |  | 0 | 0 | 0 | 0
20231 | 0.02 | TSS | 15 | 15 |  | 3.753 | 3.753 | 0 | 913.23
20231 | 0.02 | NH3 |  |  |  | 0 | 0 | 0 | 0
34363 | 1.5 | BOD5 |  |  |  | 0 | 0 | 0 | 0
34363 | 1.5 | CBOD5 | 10 | 10 |  | 187.65 | 187.65 | 0 | 45661.5
34363 | 1.5 | TSS | 15 | 15 |  | 281.475 | 281.475 | 0 | 68492.25
34363 | 1.5 | NH3 | 5 | 10 |  | 93.825 | 187.65 | 0 | 34246.125
20273 | 4.4 | BOD5 |  |  |  | 0 | 0 | 0 | 0
20273 | 4.4 | CBOD5 | 15 | 15 |  | 825.66 | 825.66 | 0 | 200910.6
20273 | 4.4 | TSS | 20 | 20 |  | 1100.88 | 1100.88 | 0 | 267880.8
20273 | 4.4 | NH3 | 1.5 | 4 |  | 82.566 | 220.176 | 0 | 36833.61
42641 | 0.007 | BOD5 |  |  |  | 0 | 0 | 0 | 0
42641 | 0.007 | CBOD5 | 10 | 10 |  | 0.8757 | 0.8757 | 0 | 213.087
42641 | 0.007 | TSS | 15 | 15 |  | 1.3135 | 1.3135 | 0 | 319.6305
42641 | 0.007 | NH3 | 5 | 10 |  | 0.43785 | 0.8757 | 0 | 159.8152
21440 | 0.5 | BOD5 |  | 30 |  | 0 | 187.65 | 0 | 22830.75
21440 | 0.5 | CBOD5 | 15 |  |  | 93.825 | 0 | 0 | 11415.375
21440 | 0.5 | TSS | 15 | 30 |  | 93.825 | 187.65 | 0 | 34246.125
21440 | 0.5 | NH3 | 5 |  |  | 31.275 | 0 | 0 | 3805.125
1635 | 0.105 | BOD5 | 30 | 30 |  | 39.4065 | 39.4065 | 0 | 9588.915
1635 | 0.105 | CBOD5 |  |  |  | 0 | 0 | 0 | 0
1635 | 0.105 | TSS | 30 | 30 |  | 39.4065 | 39.4065 | 0 | 9588.915
1635 | 0.105 | NH3 |  |  |  | 0 | 0 | 0 | 0
20516 | 0.085 | BOD5 |  |  |  | 0 | 0 | 0 | 0
20516 | 0.085 | CBOD5 |  | 25 |  | 0 | 26.5837 | 0 | 3234.3562
20516 | 0.085 | TSS |  | 90 |  | 0 | 95.7015 | 0 | 11643.6825
20516 | 0.085 | NH3 |  | 8 |  | 0 | 8.5068 | 0 | 1034.994
38261 | 0 | BOD5 |  |  |  | 0 | 0 | 0 | 0
38261 | 0 | CBOD5 | 10 | 10 |  | 0 | 0 | 0 | 0
38261 | 0 | TSS | 15 | 15 |  | 0 | 0 | 0 | 0
38261 | 0 | NH3 | 5 | 10 |  | 0 | 0 | 0 | 0
47511 | 0.004 | BOD5 |  |  |  | 0 | 0 | 0 | 0
47511 | 0.004 | CBOD5 | 15 | 20 |  | 0.7506 | 1.0008 | 0 | 213.087
47511 | 0.004 | TSS | 20 | 20 |  | 1.0008 | 1.0008 | 0 | 243.528
47511 | 0.004 | NH3 | 6 | 12 |  | 0.30024 | 0.60048 | 0 | 109.5876
45641 | 0.3 | BOD5 |  |  |  | 0 | 0 | 0 | 0
45641 | 0.3 | CBOD5 | 20 | 20 |  | 75.06 | 75.06 | 0 | 18264.6
45641 | 0.3 | TSS | 30 | 30 |  | 112.59 | 112.59 | 0 | 27396.9
45641 | 0.3 | NH3 | 5 | 12 |  | 18.765 | 45.036 | 0 | 7762.455
45551 | 0.007 | BOD5 |  |  |  | 0 | 0 | 0 | 0
45551 | 0.007 | CBOD5 | 10 | 10 |  | 0.8757 | 0.8757 | 0 | 213.087
45551 | 0.007 | TSS | 15 | 15 |  | 1.3135 | 1.3135 | 0 | 319.6305
45551 | 0.007 | NH3 | 5 | 10 |  | 0.43785 | 0.8757 | 0 | 159.8152
42404 | 0.04 | BOD5 |  |  |  | 0 | 0 | 0 | 0
42404 | 0.04 | CBOD5 |  | 30 |  | 0 | 15.012 | 0 | 1826.46
42404 | 0.04 | TSS |  | 90 |  | 0 | 45.036 | 0 | 5479.38
42404 | 0.04 | NH3 |  | 10 |  | 0 | 5.004 | 0 | 608.82
46779 | 0.007 | BOD5 |  |  |  | 0 | 0 | 0 | 0
46779 | 0.007 | CBOD5 | 20 | 20 |  | 1.7514 | 1.7514 | 0 | 426.174
46779 | 0.007 | TSS | 20 | 20 |  | 1.7514 | 1.7514 | 0 | 426.174
46779 | 0.007 | NH3 | 5 | 12 |  | 0.43785 | 1.0508 | 0 | 181.124
20524 | 0.004 | BOD5 | 10 | 10 |  | 0.5004 | 0.5004 | 0 | 121.764
20524 | 0.004 | CBOD5 |  |  |  | 0 | 0 | 0 | 0
20524 | 0.004 | TSS | 15 | 15 |  | 0.7506 | 0.7506 | 0 | 182.646
20524 | 0.004 | NH3 |  |  |  | 0 | 0 | 0 | 0
42064 | 0.003 | BOD5 | 10 | 10 |  | 0.3753 | 0.3753 | 0 | 91.323
42064 | 0.003 | CBOD5 |  |  |  | 0 | 0 | 0 | 0
42064 | 0.003 | TSS | 15 | 15 |  | 0.56295 | 0.56295 | 0 | 136.9845
42064 | 0.003 | NH3 |  |  |  | 0 | 0 | 0 | 0
34746 | 0.06 | BOD5 |  | 30 |  | 0 | 22.518 | 0 | 2739.69
34746 | 0.06 | CBOD5 | 20 |  |  | 15.012 | 0 | 0 | 1826.46
34746 | 0.06 | TSS | 60 | 90 |  | 45.036 | 67.554 | 0 | 13698.45
34746 | 0.06 | NH3 | 4 |  |  | 3.0024 | 0 | 0 | 365.292
22781 | 0.006 | BOD5 |  |  |  | 0 | 0 | 0 | 0
22781 | 0.006 | CBOD5 | 10 | 10 |  | 0.7506 | 0.7506 | 0 | 182.646
22781 | 0.006 | TSS | 15 | 15 |  | 1.1259 | 1.1259 | 0 | 273.969
22781 | 0.006 | NH3 | 5 | 10 |  | 0.3753 | 0.7506 | 0 | 136.9845
36021 | 0.004 | BOD5 | 10 | 10 |  | 0.5004 | 0.5004 | 0 | 121.764
36021 | 0.004 | CBOD5 |  |  |  | 0 | 0 | 0 | 0
36021 | 0.004 | TSS | 15 | 15 |  | 0.7506 | 0.7506 | 0 | 182.646
36021 | 0.004 | NH3 |  |  |  | 0 | 0 | 0 | 0
46345 | 0.013 | BOD5 |  |  |  | 0 | 0 | 0 | 0
46345 | 0.013 | CBOD5 | 20 | 20 |  | 3.2526 | 3.2526 | 0 | 791.466
46345 | 0.013 | TSS | 20 | 20 |  | 3.2526 | 3.2526 | 0 | 791.466
46345 | 0.013 | NH3 | 5 | 12 |  | 0.81315 | 1.9516 | 0 | 336.373
2879 | 72 | BOD5 |  |  |  | 0 | 0 | 0 | 0
2879 | 72 | CBOD5 | 10 | 10 |  | 9007.2 | 9007.2 | 0 | 2191752
2879 | 72 | TSS | 15 | 15 |  | 13510.8 | 13510.8 | 0 | 3287628
2879 | 72 | NH3 | 2 | 2 |  | 1801.44 | 1801.44 | 0 | 438350.4
36366 | 0.05 | BOD5 |  | 20 |  | 0 | 12.51 | 0 | 1522.05
36366 | 0.05 | CBOD5 | 20 |  |  | 12.51 | 0 | 0 | 1522.05
36366 | 0.05 | TSS | 20 | 20 |  | 12.51 | 12.51 | 0 | 3044.1
36366 | 0.05 | NH3 | 5 |  |  | 3.1275 | 0 | 0 | 380.5125
22063 | 15.6 | BOD5 |  |  |  | 0 | 0 | 0 | 0
22063 | 15.6 | CBOD5 | 10 |  |  | 1951.56 | 0 | 0 | 237439.8
22063 | 15.6 | TSS | 15 | 15 |  | 2927.34 | 2927.34 | 0 | 712319.4
22063 | 15.6 | NH3 | 1.5 | 4 |  | 292.734 | 780.624 | 0 | 130591.89
38253 | 0.1 | BOD5 |  |  |  | 0 | 0 | 0 | 0
38253 | 0.1 | CBOD5 | 20 | 25 |  | 25.02 | 31.275 | 0 | 6849.225
38253 | 0.1 | TSS | 20 | 30 |  | 25.02 | 37.53 | 0 | 7610.25
38253 | 0.1 | NH3 | 5 | 13 |  | 6.255 | 16.263 | 0 | 2739.69
1236 | 0.08 | BOD5 |  |  |  | 0 | 0 | 0 | 0
1236 | 0.08 | CBOD5 | 35 | 35 |  | 35.028 | 35.028 | 0 | 8523.48
1236 | 0.08 | TSS | 40 | 40 |  | 40.032 | 40.032 | 0 | 9741.12
1236 | 0.08 | NH3 | 40 | 40 |  | 40.032 | 40.032 | 0 | 9741.12
43591 | 0.06 | BOD5 | 30 | 30 |  | 22.518 | 22.518 | 0 | 5479.38
43591 | 0.06 | CBOD5 |  |  |  | 0 | 0 | 0 | 0
43591 | 0.06 | TSS | 90 | 90 |  | 67.554 | 67.554 | 0 | 16438.14
43591 | 0.06 | NH3 |  |  |  | 0 | 0 | 0 | 0
46027 | 0.002 | BOD5 |  |  |  | 0 | 0 | 0 | 0
46027 | 0.002 | CBOD5 | 20 | 20 |  | 0.5004 | 0.5004 | 0 | 121.764
46027 | 0.002 | TSS | 20 | 20 |  | 0.5004 | 0.5004 | 0 | 121.764
46027 | 0.002 | NH3 | 5 | 12 |  | 0.1251 | 0.30024 | 0 | 51.7497
21920 | HCR* | BOD5 | 30 | 30 |  | #VALUE! | #VALUE! | #VALUE! | #VALUE!
21920 | HCR* | CBOD5 |  |  |  | #VALUE! | #VALUE! | #VALUE! | #VALUE!
21920 | HCR* | TSS | 90 | 90 |  | #VALUE! | #VALUE! | #VALUE! | #VALUE!
21920 | HCR* | NH3 |  |  |  | #VALUE! | #VALUE! | #VALUE! | #VALUE!
46477 | 0.375 | BOD5 |  |  |  | 0 | 0 | 0 | 0
46477 | 0.375 | CBOD5 | 10 | 10 |  | 46.9125 | 46.9125 | 0 | 11415.375
46477 | 0.375 | TSS | 15 | 15 |  | 70.3688 | 70.3688 | 0 | 17123.0625
46477 | 0.375 | NH3 | 5 | 8 |  | 23.4563 | 37.53 | 0 | 7419.9937
44300 | 0.007 | BOD5 |  |  |  | 0 | 0 | 0 | 0
44300 | 0.007 | CBOD5 | 10 | 10 |  | 0.8757 | 0.8757 | 0 | 213.087
44300 | 0.007 | TSS | 15 | 15 |  | 1.3135 | 1.3135 | 0 | 319.6305
44300 | 0.007 | NH3 | 5 | 10 |  | 0.43785 | 0.8757 | 0 | 159.8152
20168 | 0.2 | BOD5 |  |  |  | 0 | 0 | 0 | 0
20168 | 0.2 | CBOD5 | 25 | 25 |  | 62.55 | 62.55 | 0 | 15220.5
20168 | 0.2 | TSS | 90 | 90 |  | 225.18 | 225.18 | 0 | 54793.8
20168 | 0.2 | NH3 | 3 | 12 |  | 7.506 | 30.024 | 0 | 4566.15
45462 | 0.001 | BOD5 |  |  |  | 0 | 0 | 0 | 0
45462 | 0.001 | CBOD5 | 25 | 25 |  | 0.31275 | 0.31275 | 0 | 76.1025
45462 | 0.001 | TSS | 30 | 30 |  | 0.3753 | 0.3753 | 0 | 91.323
45462 | 0.001 | NH3 | 15 | 15 |  | 0.18765 | 0.18765 | 0 | 45.6615
46540 | 0.01 | BOD5 |  | 30 |  | 0 | 3.753 | 0 | 456.615
46540 | 0.01 | CBOD5 | 10 |  |  | 1.251 | 0 | 0 | 152.205
46540 | 0.01 | TSS | 15 | 30 |  | 1.8765 | 3.753 | 0 | 684.9225
46540 | 0.01 | NH3 | 4 |  |  | 0.5004 | 0 | 0 | 60.882
736 | 0.05 | BOD5 |  |  |  | 0 | 0 | 0 | 0
736 | 0.05 | CBOD5 | 20 | 20 |  | 12.51 | 12.51 | 0 | 3044.1
736 | 0.05 | TSS | 20 | 20 |  | 12.51 | 12.51 | 0 | 3044.1
736 | 0.05 | NH3 | 5 | 12 |  | 3.1275 | 7.506 | 0 | 1293.7425
21687 | 0.15 | BOD5 |  |  |  | 0 | 0 | 0 | 0
21687 | 0.15 | CBOD5 | 10 | 25 |  | 18.765 | 46.9125 | 0 | 7990.7625
21687 | 0.15 | TSS | 15 | 30 |  | 28.1475 | 56.295 | 0 | 10273.8375
21687 | 0.15 | NH3 | 6 | 15 |  | 11.259 | 28.1475 | 0 | 4794.4575
45861 | 0.002 | BOD5 |  |  |  | 0 | 0 | 0 | 0
45861 | 0.002 | CBOD5 | 15 | 20 |  | 0.3753 | 0.5004 | 0 | 106.5435
45861 | 0.002 | TSS | 0 | 20 |  | 0 | 0.5004 | 0 | 60.882
45861 | 0.002 | NH3 | 6 | 12 |  | 0.15012 | 0.30024 | 0 | 54.7938
34380 | 2.7 | BOD5* |  |  |  | 0 | 0 | 0 | 0
34380 | 2.7 | CBOD5* | 30 | 30 |  | 1013.31 | 1013.31 | 0 | 246572.1
34380 | 2.7 | TSS* | 30 | 30 |  | 1013.31 | 1013.31 | 0 | 246572.1
34380 | 2.7 | NH3* | 4 | 10 |  | 135.108 | 337.77 | 0 | 57533.49
40991 | 0.1 | BOD5 |  |  |  | 0 | 0 | 0 | 0
40991 | 0.1 | CBOD5 | 10 | 15 |  | 12.51 | 18.765 | 0 | 3805.125
40991 | 0.1 | TSS | 15 | 15 |  | 18.765 | 18.765 | 0 | 4566.15
40991 | 0.1 | NH3 | 5 | 10 |  | 6.255 | 12.51 | 0 | 2283.075
40568 | 0.05 | BOD5 | 30 | 30 |  | 18.765 | 18.765 | 0 | 4566.15
40568 | 0.05 | CBOD5 |  |  |  | 0 | 0 | 0 | 0
40568 | 0.05 | TSS | 30 | 30 |  | 18.765 | 18.765 | 0 | 4566.15
40568 | 0.05 | NH3 |  |  |  | 0 | 0 | 0 | 0
41602 | 0.012 | BOD5 |  |  |  | 0 | 0 | 0 | 0
41602 | 0.012 | CBOD5 | 20 | 20 |  | 3.0024 | 3.0024 | 0 | 730.584
41602 | 0.012 | TSS | 20 | 20 |  | 3.0024 | 3.0024 | 0 | 730.584
41602 | 0.012 | NH3 | 5 | 12 |  | 0.7506 | 1.8014 | 0 | 310.4982
48071 | 0.043 | BOD5 |  |  |  | 0 | 0 | 0 | 0
48071 | 0.043 | CBOD5 | 20 | 20 |  | 10.7586 | 10.7586 | 0 | 2617.926
48071 | 0.043 | TSS | 20 | 20 |  | 10.7586 | 10.7586 | 0 | 2617.926
48071 | 0.043 | NH3 | 5 | 12 |  | 2.6896 | 6.4552 | 0 | 1112.6185
43753 | 0.35 | BOD5 |  |  |  | 0 | 0 | 0 | 0
43753 | 0.35 | CBOD5 |  |  |  | 0 | 0 | 0 | 0
43753 | 0.35 | TSS |  |  |  | 0 | 0 | 0 | 0
43753 | 0.35 | NH3 |  |  |  | 0 | 0 | 0 | 0
46680 | 0.1 | BOD5 |  |  |  | 0 | 0 | 0 | 0
46680 | 0.1 | CBOD5 | 10 | 20 |  | 12.51 | 25.02 | 0 | 4566.15
46680 | 0.1 | TSS | 15 | 20 |  | 18.765 | 25.02 | 0 | 5327.175
46680 | 0.1 | NH3 | 2 | 10 |  | 2.502 | 12.51 | 0 | 1826.46
36480 | 0.1 | BOD5 | 10 | 10 |  | 12.51 | 12.51 | 0 | 3044.1
36480 | 0.1 | CBOD5 |  |  |  | 0 | 0 | 0 | 0
36480 | 0.1 | TSS | 15 | 15 |  | 18.765 | 18.765 | 0 | 4566.15
36480 | 0.1 | NH3 |  |  |  | 0 | 0 | 0 | 0
44393 | 0.009 | BOD5 |  |  |  | 0 | 0 | 0 | 0
44393 | 0.009 | CBOD5 | 20 | 20 |  | 2.2518 | 2.2518 | 0 | 547.938
44393 | 0.009 | TSS | 20 | 20 |  | 2.2518 | 2.2518 | 0 | 547.938
44393 | 0.009 | NH3 | 4 | 10 |  | 0.45036 | 1.1259 | 0 | 191.7783
45594 | 0.004 | BOD5 |  |  |  | 0 | 0 | 0 | 0
45594 | 0.004 | CBOD5 | 10 | 10 |  | 0.5004 | 0.5004 | 0 | 121.764
45594 | 0.004 | TSS | 15 | 15 |  | 0.7506 | 0.7506 | 0 | 182.646
45594 | 0.004 | NH3 | 5 | 10 |  | 0.2502 | 0.5004 | 0 | 91.323
34860 | 0.11 | BOD5 |  |  |  | 0 | 0 | 0 | 0
34860 | 0.11 | CBOD5 | 20 | 20 |  | 27.522 | 27.522 | 0 | 6697.02
34860 | 0.11 | TSS | 20 | 20 |  | 27.522 | 27.522 | 0 | 6697.02
34860 | 0.11 | NH3 | 5 | 12 |  | 6.8805 | 16.5132 | 0 | 2846.2335
40720 | 0.01 | BOD5 |  |  |  | 0 | 0 | 0 | 0
40720 | 0.01 | CBOD5 | 10 | 10 |  | 1.251 | 1.251 | 0 | 304.41
40720 | 0.01 | TSS | 15 | 15 |  | 1.8765 | 1.8765 | 0 | 456.615
40720 | 0.01 | NH3 | 5 | 10 |  | 0.6255 | 1.251 | 0 | 228.3075
20044 | 0.09 | BOD5 | 10 | 10 |  | 11.259 | 11.259 | 0 | 2739.69
20044 | 0.09 | CBOD5 |  |  |  | 0 | 0 | 0 | 0
20044 | 0.09 | TSS | 15 | 15 |  | 16.8885 | 16.8885 | 0 | 4109.535
20044 | 0.09 | NH3 |  |  |  | 0 | 0 | 0 | 0
48691 | 3 | BOD5 |  |  |  | 0 | 0 | 0 | 0
48691 | 3 | CBOD5 | 10 | 10 |  | 375.3 | 375.3 | 0 | 91323
48691 | 3 | TSS | 15 | 15 |  | 562.95 | 562.95 | 0 | 136984.5
48691 | 3 | NH3 | 4 | 6 |  | 150.12 | 225.18 | 0 | 45661.5
42897 | 0.03 | BOD5 |  | 30 |  | 0 | 11.259 | 0 | 1369.845
42897 | 0.03 | CBOD5 |  |  |  | 0 | 0 | 0 | 0
42897 | 0.03 | TSS |  | 90 |  | 0 | 33.777 | 0 | 4109.535
42897 | 0.03 | NH3 |  |  |  | 0 | 0 | 0 | 0
38385 | 0.018 | BOD5 |  |  |  | 0 | 0 | 0 | 0
38385 | 0.018 | CBOD5 | 10 | 10 |  | 2.2518 | 2.2518 | 0 | 547.938
38385 | 0.018 | TSS | 15 | 15 |  | 3.3777 | 3.3777 | 0 | 821.907
38385 | 0.018 | NH3 | 5 | 10 |  | 1.1259 | 2.2518 | 0 | 410.9535
35408 | 0.03 | BOD5 |  |  |  | 0 | 0 | 0 | 0
35408 | 0.03 | CBOD5 | 10 | 10 |  | 3.753 | 3.753 | 0 | 913.23
35408 | 0.03 | TSS | 15 | 15 |  | 5.6295 | 5.6295 | 0 | 1369.845
35408 | 0.03 | NH3 | 5 | 10 |  | 1.8765 | 3.753 | 0 | 684.9225
35661 | 0.1 | BOD5 |  |  |  | 0 | 0 | 0 | 0
35661 | 0.1 | CBOD5 | 20 | 20 |  | 25.02 | 25.02 | 0 | 6088.2
35661 | 0.1 | TSS | 20 | 20 |  | 25.02 | 25.02 | 0 | 6088.2
35661 | 0.1 | NH3 | 4 | 12 |  | 5.004 | 15.012 | 0 | 2435.28
33703 | 0.09 | BOD5 | 10 | 10 |  | 11.259 | 11.259 | 0 | 2739.69
33703 | 0.09 | CBOD5 |  |  |  | 0 | 0 | 0 | 0
33703 | 0.09 | TSS | 15 | 15 |  | 16.8885 | 16.8885 | 0 | 4109.535
33703 | 0.09 | NH3 |  |  |  | 0 | 0 | 0 | 0
41416 | 0.012 | BOD5 |  |  |  | 0 | 0 | 0 | 0
41416 | 0.012 | CBOD5 | 10 | 10 |  | 1.5012 | 1.5012 | 0 | 365.292
41416 | 0.012 | TSS | 15 | 15 |  | 2.2518 | 2.2518 | 0 | 547.938
41416 | 0.012 | NH3 | 5 | 5 |  | 0.7506 | 0.7506 | 0 | 182.646
34681 | 0.001 | BOD5 | 30 | 30 |  | 0.3753 | 0.3753 | 0 | 91.323
34681 | 0.001 | CBOD5 |  |  |  | 0 | 0 | 0 | 0
34681 | 0.001 | TSS | 30 | 30 |  | 0.3753 | 0.3753 | 0 | 91.323
34681 | 0.001 | NH3 |  |  |  | 0 | 0 | 0 | 0
45144 | 0.1 | BOD5 | 30 | 30 |  | 37.53 | 37.53 | 0 | 9132.3
45144 | 0.1 | CBOD5 |  |  |  | 0 | 0 | 0 | 0
45144 | 0.1 | TSS | 90 | 90 |  | 112.59 | 112.59 | 0 | 27396.9
45144 | 0.1 | NH3 |  |  |  | 0 | 0 | 0 | 0
40380 | 0.002 | BOD5 |  |  |  | 0 | 0 | 0 | 0
40380 | 0.002 | CBOD5 | 10 | 10 |  | 0.2502 | 0.2502 | 0 | 60.882
40380 | 0.002 | TSS | 15 | 15 |  | 0.3753 | 0.3753 | 0 | 91.323
40380 | 0.002 | NH3 | 5 | 10 |  | 0.1251 | 0.2502 | 0 | 45.6615
47082 | 0.001 | BOD5 |  |  |  | 0 | 0 | 0 | 0
47082 | 0.001 | CBOD5 | 15 | 15 |  | 0.18765 | 0.18765 | 0 | 45.6615
47082 | 0.001 | TSS | 20 | 20 |  | 0.2502 | 0.2502 | 0 | 60.882
47082 | 0.001 | NH3 | 6 | 12 |  | 0.07506 | 0.15012 | 0 | 27.3969
45586 | 0.004 | BOD5 |  |  |  | 0 | 0 | 0 | 0
45586 | 0.004 | CBOD5 | 15 | 20 |  | 0.7506 | 1.0008 | 0 | 213.087
45586 | 0.004 | TSS | 20 | 20 |  | 1.0008 | 1.0008 | 0 | 243.528
45586 | 0.004 | NH3 | 6 | 12 |  | 0.30024 | 0.60048 | 0 | 109.5876
45632 | 0.005 | BOD5 |  |  |  | 0 | 0 | 0 | 0
45632 | 0.005 | CBOD5 | 15 | 20 |  | 0.93825 | 1.251 | 0 | 266.3587
45632 | 0.005 | TSS | 20 | 20 |  | 1.251 | 1.251 | 0 | 304.41
45632 | 0.005 | NH3 | 6 | 12 |  | 0.3753 | 0.7506 | 0 | 136.9845
44067 | 0.011 | BOD5 |  |  |  | 0 | 0 | 0 | 0
44067 | 0.011 | CBOD5 | 10 | 10 |  | 1.3761 | 1.3761 | 0 | 334.851
44067 | 0.011 | TSS | 15 | 15 |  | 2.0642 | 2.0642 | 0 | 502.2765
44067 | 0.011 | NH3 | 5 | 10 |  | 0.68805 | 1.3761 | 0 | 251.1382
46281 | 0.001 | BOD5 |  |  |  | 0 | 0 | 0 | 0
46281 | 0.001 | CBOD5 | 15 | 20 |  | 0.18765 | 0.2502 | 0 | 53.2717
46281 | 0.001 | TSS | 20 | 20 |  | 0.2502 | 0.2502 | 0 | 60.882
46281 | 0.001 | NH3 | 5 | 12 |  | 0.06255 | 0.15012 | 0 | 25.8748
| 0.014 | BOD5 |  |  |  | 0 | 0 | 0 | 0
| 0.014 | CBOD5 | 10 | 10 |  | 1.7514 | 1.7514 | 0 | 426.174
| 0.014 | TSS | 15 | 15 |  | 2.6271 | 2.6271 | 0 | 639.261
| 0.014 | NH3 | 5 | 5 |  | 0.8757 | 0.8757 | 0 | 213.087
45503 | 0.04 | BOD5 |  |  |  | 0 | 0 | 0 | 0
45503 | 0.04 | CBOD5 | 20 | 20 |  | 10.008 | 10.008 | 0 | 2435.28
45503 | 0.04 | TSS | 20 | 20 |  | 10.008 | 10.008 | 0 | 2435.28
45503 | 0.04 | NH3 | 5 | 12 |  | 2.502 | 6.0048 | 0 | 1034.994
46485 | 0.038 | BOD5 |  |  |  | 0 | 0 | 0 | 0
46485 | 0.038 | CBOD5 | 10 | 10 |  | 4.7538 | 4.7538 | 0 | 1156.758
46485 | 0.038 | TSS | 15 | 15 |  | 7.1307 | 7.1307 | 0 | 1735.137
46485 | 0.038 | NH3 | 5 | 10 |  | 2.3769 | 4.7538 | 0 | 867.5685
35602 | 2.3 | BOD5 | 30 | 30 |  | 863.19 | 863.19 | 0 | 210042.9
35602 | 2.3 | CBOD5 |  |  |  | 0 | 0 | 0 | 0
35602 | 2.3 | TSS | 90 | 90 |  | 2589.57 | 2589.57 | 0 | 630128.7
35602 | 2.3 | NH3 |  |  |  | 0 | 0 | 0 | 0
20001 | 0.225 | BOD5 |  |  |  | 0 | 0 | 0 | 0
20001 | 0.225 | CBOD5 | 10 | 10 |  | 28.1475 | 28.1475 | 0 | 6849.225
20001 | 0.225 | TSS | 15 | 15 |  | 42.2212 | 42.2212 | 0 | 10273.8375
20001 | 0.225 | NH3 | 4 | 10 |  | 11.259 | 28.1475 | 0 | 4794.4575
21954 | HCR | BOD5 | 30 | 30 |  | #VALUE! | #VALUE! | #VALUE! | #VALUE!
21954 | HCR | CBOD5 |  |  |  | #VALUE! | #VALUE! | #VALUE! | #VALUE!
21954 | HCR | TSS | 90 | 90 |  | #VALUE! | #VALUE! | #VALUE! | #VALUE!
21954 | HCR | NH3 |  |  |  | #VALUE! | #VALUE! | #VALUE! | #VALUE!
40011 | 0.028 | BOD5 |  |  |  | 0 | 0 | 0 | 0
40011 | 0.028 | CBOD5 | 15 | 20 |  | 5.2542 | 7.0056 | 0 | 1491.609
40011 | 0.028 | TSS | 20 | 20 |  | 7.0056 | 7.0056 | 0 | 1704.696
40011 | 0.028 | NH3 | 6 | 12 |  | 2.1017 | 4.2034 | 0 | 767.1132
44091 | 0.01 | BOD5 |  | 30 |  | 0 | 3.753 | 0 | 456.615
44091 | 0.01 | CBOD5 | 25 |  |  | 3.1275 | 0 | 0 | 380.5125
44091 | 0.01 | TSS | 30 | 30 |  | 3.753 | 3.753 | 0 | 913.23
44091 | 0.01 | NH3 | 5 |  |  | 0.6255 | 0 | 0 | 76.1025
35637 | 0.12 | BOD5 | 30 | 30 |  | 45.036 | 45.036 | 0 | 10958.76
35637 | 0.12 | CBOD5 |  |  |  | 0 | 0 | 0 | 0
35637 | 0.12 | TSS | 90 | 90 |  | 135.108 | 135.108 | 0 | 32876.28
35637 | 0.12 | NH3 |  |  |  | 0 | 0 | 0 | 0
48356 | 0.42 | BOD5 | 50 | 50 |  | 262.71 | 262.71 | 0 | 63926.1
48356 | 0.42 | CBOD5 |  |  |  | 0 | 0 | 0 | 0
48356 | 0.42 | TSS |  |  |  | 0 | 0 | 0 | 0
48356 | 0.42 | NH3 | 40 | 40 |  | 210.168 | 210.168 | 0 | 51140.88
1996 | 0.23 | BOD5 |  |  |  | 0 | 0 | 0 | 0
1996 | 0.23 | CBOD5 | 10 | 20 |  | 28.773 | 57.546 | 0 | 10502.145
1996 | 0.23 | TSS | 15 | 20 |  | 43.1595 | 57.546 | 0 | 12252.5025
1996 | 0.23 | NH3 | 4 | 10 |  | 11.5092 | 28.773 | 0 | 4901.001
39268 | 1.5 | BOD5 |  |  |  | 0 | 0 | 0 | 0
39268 | 1.5 | CBOD5 | 10 | 10 |  | 187.65 | 187.65 | 0 | 45661.5
39268 | 1.5 | TSS | 15 | 15 |  | 281.475 | 281.475 | 0 | 68492.25
39268 | 1.5 | NH3 | 5 | 7 |  | 93.825 | 131.355 | 0 | 27396.9
36927 | 0.013 | BOD5 |  |  |  | 0 | 0 | 0 | 0
36927 | 0.013 | CBOD5 | 10 | 10 |  | 1.6263 | 1.6263 | 0 | 395.733
36927 | 0.013 | TSS | 15 | 15 |  | 2.4394 | 2.4394 | 0 | 593.5995
36927 | 0.013 | NH3 | 5 | 10 |  | 0.81315 | 1.6263 | 0 | 296.7998
3714 | 1.3 | BOD5 |  |  |  | 0 | 0 | 0 | 0
3714 | 1.3 | CBOD5 | 25 | 25 |  | 406.575 | 406.575 | 0 | 98933.25
3714 | 1.3 | TSS | 30 | 30 |  | 487.89 | 487.89 | 0 | 118719.9
3714 | 1.3 | NH3 | 15 | 15 |  | 243.945 | 243.945 | 0 | 59359.95
42447 | 0.007 | BOD5 | 10 | 10 |  | 0.8757 | 0.8757 | 0 | 213.087
42447 | 0.007 | CBOD5 |  |  |  | 0 | 0 | 0 | 0
42447 | 0.007 | TSS | 15 | 15 |  | 1.3135 | 1.3135 | 0 | 319.6305
42447 | 0.007 | NH3 |  |  |  | 0 | 0 | 0 | 0
3018 | 0.54 | BOD5 |  |  |  | 0 | 0 | 0 | 0
3018 | 0.54 | CBOD5 | 10 | 10 |  | 67.554 | 67.554 | 0 | 16438.14
3018 | 0.54 | TSS | 15 | 15 |  | 101.331 | 101.331 | 0 | 24657.21
3018 | 0.54 | NH3 | 3 | 12 |  | 20.2662 | 81.0648 | 0 | 12328.605
38482 | 1.25 | BOD5 |  |  |  | 0 | 0 | 0 | 0
38482 | 1.25 | CBOD5 | 15 | 15 |  | 234.5625 | 234.5625 | 0 | 57076.875
38482 | 1.25 | TSS | 15 | 15 |  | 234.5625 | 234.5625 | 0 | 57076.875
38482 | 1.25 | NH3 | 5 | 8 |  | 78.1875 | 125.1 | 0 | 24733.3125
44415 | 0.007 | BOD5 |  |  |  | 0 | 0 | 0 | 0
44415 | 0.007 | CBOD5 | 15 | 20 |  | 1.3135 | 1.7514 | 0 | 372.9022
44415 | 0.007 | TSS | 20 | 20 |  | 1.7514 | 1.7514 | 0 | 426.174
44415 | 0.007 | NH3 | 6 | 12 |  | 0.52542 | 1.0508 | 0 | 191.7783
35513 | 0.007 | BOD5 |  |  |  | 0 | 0 | 0 | 0
35513 | 0.007 | CBOD5 | 20 | 20 |  | 1.7514 | 1.7514 | 0 | 426.174
35513 | 0.007 | TSS | 30 | 30 |  | 2.6271 | 2.6271 | 0 | 639.261
35513 | 0.007 | NH3 | 5 | 10 |  | 0.43785 | 0.8757 | 0 | 159.8152
46329 | 0.001 | BOD5 |  |  |  | 0 | 0 | 0 | 0
46329 | 0.001 | CBOD5 | 10 | 10 |  | 0.1251 | 0.1251 | 0 | 30.441
46329 | 0.001 | TSS | 15 | 15 |  | 0.18765 | 0.18765 | 0 | 45.6615
46329 | 0.001 | NH3 | 5 | 10 |  | 0.06255 | 0.1251 | 0 | 22.8307
38415 | 0.003 | BOD5 |  |  |  | 0 | 0 | 0 | 0
38415 | 0.003 | CBOD5 | 10 | 10 |  | 0.3753 | 0.3753 | 0 | 91.323
38415 | 0.003 | TSS | 15 | 15 |  | 0.56295 | 0.56295 | 0 | 136.9845
38415 | 0.003 | NH3 | 5 | 10 |  | 0.18765 | 0.3753 | 0 | 68.4922
39586 | 0.002 | BOD5 |  |  |  | 0 | 0 | 0 | 0
39586 | 0.002 | CBOD5 | 10 | 10 |  | 0.2502 | 0.2502 | 0 | 60.882
39586 | 0.002 | TSS | 15 | 15 |  | 0.3753 | 0.3753 | 0 | 91.323
39586 | 0.002 | NH3 | 5 | 10 |  | 0.1251 | 0.2502 | 0 | 45.6615
38423 | 0.004 | BOD5 |  |  |  | 0 | 0 | 0 | 0
38423 | 0.004 | CBOD5 | 10 | 10 |  | 0.5004 | 0.5004 | 0 | 121.764
38423 | 0.004 | TSS | 15 | 15 |  | 0.7506 | 0.7506 | 0 | 182.646
38423 | 0.004 | NH3 | 5 | 10 |  | 0.2502 | 0.5004 | 0 | 91.323
20591 | 0.002 | BOD5 |  |  |  | 0 | 0 | 0 | 0
20591 | 0.002 | CBOD5 | 10 | 10 |  | 0.2502 | 0.2502 | 0 | 60.882
20591 | 0.002 | TSS | 15 | 15 |  | 0.3753 | 0.3753 | 0 | 91.323
20591 | 0.002 | NH3 | 5 | 10 |  | 0.1251 | 0.2502 | 0 | 45.6615
20508 | 0.001 | BOD5 |  |  |  | 0 | 0 | 0 | 0
20508 | 0.001 | CBOD5 | 10 | 10 |  | 0.1251 | 0.1251 | 0 | 30.441
20508 | 0.001 | TSS | 15 | 15 |  | 0.18765 | 0.18765 | 0 | 45.6615
20508 | 0.001 | NH3 | 5 | 10 |  | 0.06255 | 0.1251 | 0 | 22.8307
34631 | 0.002 | BOD5 |  |  |  | 0 | 0 | 0 | 0
34631 | 0.002 | CBOD5 | 10 | 10 |  | 0.2502 | 0.2502 | 0 | 60.882
34631 | 0.002 | TSS | 15 | 15 |  | 0.3753 | 0.3753 | 0 | 91.323
34631 | 0.002 | NH3 | 5 | 10 |  | 0.1251 | 0.2502 | 0 | 45.6615
34649 | 0.002 | BOD5 |  |  |  | 0 | 0 | 0 | 0
34649 | 0.002 | CBOD5 | 10 | 10 |  | 0.2502 | 0.2502 | 0 | 60.882
34649 | 0.002 | TSS | 15 | 15 |  | 0.3753 | 0.3753 | 0 | 91.323
34649 | 0.002 | NH3 | 5 | 10 |  | 0.1251 | 0.2502 | 0 | 45.6615
45993 | 0.002 | BOD5 |  | 30 |  | 0 | 0.7506 | 0 | 91.323
45993 | 0.002 | CBOD5 | 10 |  |  | 0.2502 | 0 | 0 | 30.441
45993 | 0.002 | TSS | 15 | 30 |  | 0.3753 | 0.7506 | 0 | 136.9845
45993 | 0.002 | NH3 | 5 |  |  | 0.1251 | 0 | 0 | 15.2205
29181 | 15 | BOD5 |  |  |  | 0 | 0 | 0 | 0
29181 | 15 | CBOD5 | 20 | 20 |  | 3753 | 3753 | 0 | 913230
29181 | 15 | TSS | 20 | 20 |  | 3753 | 3753 | 0 | 913230
29181 | 15 | NH3 | 10 | 10 |  | 1876.5 | 1876.5 | 0 | 456615
34959 | 0.02 | BOD5 |  |  |  | 0 | 0 | 0 | 0
34959 | 0.02 | CBOD5 | 10 | 10 |  | 2.502 | 2.502 | 0 | 608.82
34959 | 0.02 | TSS | 15 | 15 |  | 3.753 | 3.753 | 0 | 913.23
34959 | 0.02 | NH3 | 5 | 10 |  | 1.251 | 2.502 | 0 | 456.615
34941 | 0.03 | BOD5 |  |  |  | 0 | 0 | 0 | 0
34941 | 0.03 | CBOD5 | 10 | 10 |  | 3.753 | 3.753 | 0 | 913.23
34941 | 0.03 | TSS | 15 | 15 |  | 5.6295 | 5.6295 | 0 | 1369.845
34941 | 0.03 | NH3 | 5 | 10 |  | 1.8765 | 3.753 | 0 | 684.9225
38008 | 0.045 | BOD5 |  |  |  | 0 | 0 | 0 | 0
38008 | 0.045 | CBOD5 | 15 | 15 |  | 8.4443 | 8.4443 | 0 | 2054.7675
38008 | 0.045 | TSS | 15 | 15 |  | 8.4443 | 8.4443 | 0 | 2054.7675
38008 | 0.045 | NH3 | 4 | 10 |  | 2.2518 | 5.6295 | 0 | 958.8915
21482 | 3.1 | BOD5 | 30 | 30 |  | 1163.43 | 1163.43 | 0 | 283101.3
21482 | 3.1 | CBOD5 |  |  |  | 0 | 0 | 0 | 0
21482 | 3.1 | TSS | 30 | 30 |  | 1163.43 | 1163.43 | 0 | 283101.3
21482 | 3.1 | NH3 |  |  |  | 0 | 0 | 0 | 0
40967 | 0.95 | BOD5 |  |  |  | 0 | 0 | 0 | 0
40967 | 0.95 | CBOD5 | 10 | 10 |  | 118.845 | 118.845 | 0 | 28918.95
40967 | 0.95 | TSS | 15 | 15 |  | 178.2675 | 178.2675 | 0 | 43378.425
40967 | 0.95 | NH3 | 2 | 8 |  | 23.769 | 95.076 | 0 | 14459.475
37567 | 0.04 | BOD5 | 30 | 30 |  | 15.012 | 15.012 | 0 | 3652.92
37567 | 0.04 | CBOD5 |  |  |  | 0 | 0 | 0 | 0
37567 | 0.04 | TSS | 30 | 30 |  | 15.012 | 15.012 | 0 | 3652.92
37567 | 0.04 | NH3 |  |  |  | 0 | 0 | 0 | 0
38202 | 0.03 | BOD5 |  |  |  | 0 | 0 | 0 | 0
38202 | 0.03 | CBOD5 | 10 | 10 |  | 3.753 | 3.753 | 0 | 913.23
38202 | 0.03 | TSS | 15 | 15 |  | 5.6295 | 5.6295 | 0 | 1369.845
38202 | 0.03 | NH3 | 5 | 5 |  | 1.8765 | 1.8765 | 0 | 456.615
44334 | 0.012 | BOD5 |  |  |  | 0 | 0 | 0 | 0
44334 | 0.012 | CBOD5 | 20 | 20 |  | 3.0024 | 3.0024 | 0 | 730.584
44334 | 0.012 | TSS | 20 | 20 |  | 3.0024 | 3.0024 | 0 | 730.584
44334 | 0.012 | NH3 | 5 | 12 |  | 0.7506 | 1.8014 | 0 | 310.4982
45047 | 0.048 | BOD5 |  |  |  | 0 | 0 | 0 | 0
45047 | 0.048 | CBOD5 | 10 | 10 |  | 6.0048 | 6.0048 | 0 | 1461.168
45047 | 0.048 | TSS | 15 | 15 |  | 9.0072 | 9.0072 | 0 | 2191.752
45047 | 0.048 | NH3 | 5 | 10 |  | 3.0024 | 6.0048 | 0 | 1095.876
34266 | 0.07 | BOD5 | 30 | 30 |  | 26.271 | 26.271 | 0 | 6392.61
34266 | 0.07 | CBOD5 |  |  |  | 0 | 0 | 0 | 0
34266 | 0.07 | TSS | 30 | 30 |  | 26.271 | 26.271 | 0 | 6392.61
34266 | 0.07 | NH3 |  |  |  | 0 | 0 | 0 | 0
34258 | 0.4 | BOD5 | 30 | 30 |  | 150.12 | 150.12 | 0 | 36529.2
34258 | 0.4 | CBOD5 |  |  |  | 0 | 0 | 0 | 0
34258 | 0.4 | TSS | 30 | 30 |  | 150.12 | 150.12 | 0 | 36529.2
34258 | 0.4 | NH3 |  |  |  | 0 | 0 | 0 | 0
47121 | 0.25 | BOD5 |  |  |  | 0 | 0 | 0 | 0
47121 | 0.25 | CBOD5 | 15 | 15 |  | 46.9125 | 46.9125 | 0 | 11415.375
47121 | 0.25 | TSS | 15 | 15 |  | 46.9125 | 46.9125 | 0 | 11415.375
47121 | 0.25 | NH3 | 5 | 10 |  | 15.6375 | 31.275 | 0 | 5707.6875
36358 | 0.005 | BOD5 |  |  |  | 0 | 0 | 0 | 0
36358 | 0.005 | CBOD5 | 10 | 10 |  | 0.6255 | 0.6255 | 0 | 152.205
36358 | 0.005 | TSS | 15 | 15 |  | 0.93825 | 0.93825 | 0 | 228.3075
36358 | 0.005 | NH3 | 5 | 10 |  | 0.31275 | 0.6255 | 0 | 114.1538
39896 | 0.1 | BOD5 |  |  |  | 0 | 0 | 0 | 0
39896 | 0.1 | CBOD5 | 15 | 15 |  | 18.765 | 18.765 | 0 | 4566.15
39896 | 0.1 | TSS | 20 | 20 |  | 25.02 | 25.02 | 0 | 6088.2
39896 | 0.1 | NH3 | 3 | 10 |  | 3.753 | 12.51 | 0 | 1978.665
37401 | 0.04 | BOD5 |  |  |  | 0 | 0 | 0 | 0
37401 | 0.04 | CBOD5 | 10 | 15 |  | 5.004 | 7.506 | 0 | 1522.05
37401 | 0.04 | TSS | 15 | 20 |  | 7.506 | 10.008 | 0 | 2130.87
37401 | 0.04 | NH3 | 5 | 10 |  | 2.502 | 5.004 | 0 | 913.23
43605 | 0.02 | BOD5 |  |  |  | 0 | 0 | 0 | 0
43605 | 0.02 | CBOD5 | 15 | 15 |  | 3.753 | 3.753 | 0 | 913.23
43605 | 0.02 | TSS | 15 | 15 |  | 3.753 | 3.753 | 0 | 913.23
43605 | 0.02 | NH3 | 4 | 10 |  | 1.0008 | 2.502 | 0 | 426.174
43508 | 0.35 | BOD5 |  |  |  | 0 | 0 | 0 | 0
43508 | 0.35 | CBOD5 | 20 | 20 |  | 87.57 | 87.57 | 0 | 21308.7
43508 | 0.35 | TSS | 20 | 20 |  | 87.57 | 87.57 | 0 | 21308.7
43508 | 0.35 | NH3 | 5 |  |  | 21.8925 | 0 | 0 | 2663.5875
35769 | 0.85 | BOD5 |  |  |  | 0 | 0 | 0 | 0
35769 | 0.85 | CBOD5 | 15 | 15 |  | 159.5025 | 159.5025 | 0 | 38812.275
35769 | 0.85 | TSS | 15 | 15 |  | 159.5025 | 159.5025 | 0 | 38812.275
35769 | 0.85 | NH3 | 5 | 8 |  | 53.1675 | 85.068 | 0 | 16818.6525
46566 | 1.2 | BOD5 |  |  |  | 0 | 0 | 0 | 0
46566 | 1.2 | CBOD5 | 10 | 10 |  | 150.12 | 150.12 | 0 | 36529.2
46566 | 1.2 | TSS | 15 | 15 |  | 225.18 | 225.18 | 0 | 54793.8
46566 | 1.2 | NH3 | 4 | 6 |  | 60.048 | 90.072 | 0 | 18264.6
35670 | 0.3 | BOD5 |  |  |  | 0 | 0 | 0 | 0
35670 | 0.3 | CBOD5 | 15 | 15 |  | 56.295 | 56.295 | 0 | 13698.45
35670 | 0.3 | TSS | 15 | 15 |  | 56.295 | 56.295 | 0 | 13698.45
35670 | 0.3 | NH3 | 4 | 10 |  | 15.012 | 37.53 | 0 | 6392.61
22080 | 0.5 | BOD5 |  |  |  | 0 | 0 | 0 | 0
22080 | 0.5 | CBOD5 | 10 | 10 |  | 62.55 | 62.55 | 0 | 15220.5
22080 | 0.5 | TSS | 15 | 15 |  | 93.825 | 93.825 | 0 | 22830.75
22080 | 0.5 | NH3 | 5 | 10 |  | 31.275 | 62.55 | 0 | 11415.375
43427 | 2 | BOD5 |  |  |  | 0 | 0 | 0 | 0
43427 | 2 | CBOD5 | 10 | 20 |  | 250.2 | 500.4 | 0 | 91323
43427 | 2 | TSS | 15 | 20 |  | 375.3 | 500.4 | 0 | 106543.5
43427 | 2 | NH3 | 4 | 15 |  | 100.08 | 375.3 | 0 | 57837.9
48798 | 0.004 | BOD5 |  |  |  | 0 | 0 | 0 | 0
48798 | 0.004 | CBOD5 | 10 | 10 |  | 0.5004 | 0.5004 | 0 | 121.764
48798 | 0.004 | TSS | 15 | 15 |  | 0.7506 | 0.7506 | 0 | 182.646
48798 | 0.004 | NH3 | 5 | 10 |  | 0.2502 | 0.5004 | 0 | 91.323
| 0.1 | BOD5 |  |  |  | 0 | 0 | 0 | 0
| 0.1 | CBOD5 | 20 | 20 |  | 25.02 | 25.02 | 0 | 6088.2
| 0.1 | TSS | 20 | 20 |  | 25.02 | 25.02 | 0 | 6088.2
| 0.1 | NH3 | 5 | 12 |  | 6.255 | 15.012 | 0 | 2587.485
21610 | 0.09 | BOD5 | 30 | 30 |  | 33.777 | 33.777 | 0 | 8219.07
21610 | 0.09 | CBOD5 |  |  |  | 0 | 0 | 0 | 0
21610 | 0.09 | TSS | 90 | 90 |  | 101.331 | 101.331 | 0 | 24657.21
21610 | 0.09 | NH3 |  |  |  | 0 | 0 | 0 | 0
38768 | 1 | BOD5 |  |  |  | 0 | 0 | 0 | 0
38768 | 1 | CBOD5 | 10 | 25 |  | 125.1 | 312.75 | 0 | 53271.75
38768 | 1 | TSS | 15 | 30 |  | 187.65 | 375.3 | 0 | 68492.25
38768 | 1 | NH3 | 4 | 15 |  | 50.04 | 187.65 | 0 | 28918.95
20354 | 0.6 | BOD5 |  |  |  | 0 | 0 | 0 | 0
20354 | 0.6 | CBOD5 | 15 | 15 |  | 112.59 | 112.59 | 0 | 27396.9
20354 | 0.6 | TSS | 20 | 20 |  | 150.12 | 150.12 | 0 | 36529.2
20354 | 0.6 | NH3 | 6 | 6 |  | 45.036 | 45.036 | 0 | 10958.76
46361 | 0.004 | BOD5 |  |  |  | 0 | 0 | 0 | 0
46361 | 0.004 | CBOD5 | 20 | 20 |  | 1.0008 | 1.0008 | 0 | 243.528
46361 | 0.004 | TSS | 20 | 20 |  | 1.0008 | 1.0008 | 0 | 243.528
46361 | 0.004 | NH3 | 5 | 12 |  | 0.2502 | 0.60048 | 0 | 103.4994
22373 | 0.1 | BOD5 |  |  |  | 0 | 0 | 0 | 0
22373 | 0.1 | CBOD5 | 10 | 30 |  | 12.51 | 37.53 | 0 | 6088.2
22373 | 0.1 | TSS | 15 | 30 |  | 18.765 | 37.53 | 0 | 6849.225
22373 | 0.1 | NH3 | 5 | 15 |  | 6.255 | 18.765 | 0 | 3044.1
22021 | 1.2 | BOD5 |  |  |  | 0 | 0 | 0 | 0
22021 | 1.2 | CBOD5 | 30 | 30 |  | 450.36 | 450.36 | 0 | 109587.6
22021 | 1.2 | TSS | 90 | 90 |  | 1351.08 | 1351.08 | 0 | 328762.8
22021 | 1.2 | NH3 | 15 | 15 |  | 225.18 | 225.18 | 0 | 54793.8
22039 | 4.5 | BOD5 | 30 | 30 |  | 1688.85 | 1688.85 | 0 | 410953.5
22039 | 4.5 | CBOD5 |  |  |  | 0 | 0 | 0 | 0
22039 | 4.5 | TSS | 30 | 30 |  | 1688.85 | 1688.85 | 0 | 410953.5
22039 | 4.5 | NH3 |  |  |  | 0 | 0 | 0 | 0
43940 | 0.014 | BOD5 |  |  |  | 1.7514 | 1.7514 | 0 | 426.174
43940 | 0.014 | CBOD5 | 10 | 10 |  | 2.6271 | 2.6271 | 0 | 639.261
43940 | 0.014 | TSS | 15 | 15 |  | 0.8757 | 1.7514 | 0 | 319.6305
43940 | 0.014 | NH3 | 5 | 10 |  | 0 | 0 | 0 | 0
41629 | 0.03 | BOD5 |  |  |  | 3.753 | 3.753 | 0 | 913.23
41629 | 0.03 | CBOD5 | 10 | 10 |  | 5.6295 | 5.6295 | 0 | 1369.845
41629 | 0.03 | TSS | 15 | 15 |  | 1.8765 | 3.753 | 0 | 684.9225
41629 | 0.03 | NH3 | 5 | 10 |  | #VALUE! | #VALUE! | 0 | #VALUE!
41530 | 0.02 | BOD5 |  |  |  | 0 | 0 | 0 | 0
41530 | 0.02 | CBOD5 | 10 | 10 |  | 2.502 | 2.502 | 0 | 608.82
41530 | 0.02 | TSS | 15 | 15 |  | 3.753 | 3.753 | 0 | 913.23
41530 | 0.02 | NH3 | 5 | 10 |  | 1.251 | 2.502 | 0 | 456.615
44172 | 0.02 | BOD5 |  |  |  | 0 | 0 | 0 | 0
44172 | 0.02 | CBOD5 | 10 | 10 |  | 2.502 | 2.502 | 0 | 608.82
44172 | 0.02 | TSS | 15 | 15 |  | 3.753 | 3.753 | 0 | 913.23
44172 | 0.02 | NH3 | 5 | 10 |  | 1.251 | 2.502 | 0 | 456.615
48674 | 7 | BOD5* | 164 | 164 |  | 14361.48 | 14361.48 | 0 | 3494626.8
48674 | 7 | CBOD5* |  |  |  | 0 | 0 | 0 | 0
48674 | 7 | TSS* | 236.5 | 236.5 |  | 20710.305 | 20710.305 | 0 | 5039507.55
48674 | 7 | NH3* |  |  |  | 0 | 0 | 0 | 0
2917 | 0.12 | BOD5* |  |  |  | 0 | 0 | 0 | 0
2917 | 0.12 | CBOD5* | 15 | 15 |  | 22.518 | 22.518 | 0 | 5479.38
2917 | 0.12 | TSS* | 20 | 20 |  | 30.024 | 30.024 | 0 | 7305.84
2917 | 0.12 | NH3* |  |  |  | 0 | 0 | 0 | 0
2917 | 0.05 | BOD5* | 10 | 10
2917 | 0.05 | CBOD5*
2917 | 0.05 | TSS* | 20 | 20
2917 | 0.05 | NH3* | 6 | 6
2917 | 0.12 | BOD5* | 10 | 10
2917 | 0.12 | CBOD5*
2917 | 0.12 | TSS* | 20 | 20
2917 | 0.12 | NH3*
2917 | HCR | BOD5* |  |  |  | #VALUE! | #VALUE! | #VALUE! | #VALUE!
2917 | HCR | CBOD5* |  |  |  | #VALUE! | #VALUE! | #VALUE! | #VALUE!
2917 | HCR | TSS* |  |  |  | #VALUE! | #VALUE! | #VALUE! | #VALUE!
2917 | HCR | NH3* |  |  |  | #VALUE! | #VALUE! | #VALUE! | #VALUE!
20729 | see rem | BOD5* |  |  |  | #VALUE! | #VALUE! | #VALUE! | #VALUE!
20729 | see rem | CBOD5* | 10 | 10 |  | #VALUE! | #VALUE! | #VALUE! | #VALUE!
20729 | see rem | TSS* | 15 | 15 |  | #VALUE! | #VALUE! | #VALUE! | #VALUE!
20729 | see rem | NH3* | 5 | 5 |  | #VALUE! | #VALUE! | #VALUE! | #VALUE!
833 | HCR | BOD5 | 50 | 50 |  | #VALUE! | #VALUE! | #VALUE! | #VALUE!
833 | HCR | CBOD5 |  |  |  | #VALUE! | #VALUE! | #VALUE! | #VALUE!
833 | HCR | TSS |  |  |  | #VALUE! | #VALUE! | #VALUE! | #VALUE!
833 | HCR | NH3 |  |  |  | #VALUE! | #VALUE! | #VALUE! | #VALUE!
2909 | 0.072 | BOD5 | 40 | 40 |  | 36.0288 | 36.0288 | 0 | 8767.008
2909 | 0.072 | CBOD5 |  |  |  | 0 | 0 | 0 | 0
2909 | 0.072 | TSS | 40 | 40 |  | 36.0288 | 36.0288 | 0 | 8767.008
2909 | 0.072 | NH3 |  |  |  | 0 | 0 | 0 | 0
36315 | 0.072 | BOD5 |  | 30 |  | 0 | 27.0216 | 0 | 3287.628
36315 | 0.072 | CBOD5 |  |  |  | 0 | 0 | 0 | 0
36315 | 0.072 | TSS |  | 90 |  | 0 | 81.0648 | 0 | 9862.884
36315 | 0.072 | NH3 |  |  |  | 0 | 0 | 0 | 0
40339 | HCR | BOD5 | 150 | 150 |  | #VALUE! | #VALUE! | #VALUE! | #VALUE!
40339 | HCR | CBOD5 |  |  |  | #VALUE! | #VALUE! | #VALUE! | #VALUE!
40339 | HCR | TSS | 300 | 300 |  | #VALUE! | #VALUE! | #VALUE! | #VALUE!
40339 | HCR | NH3 |  |  |  | #VALUE! | #VALUE! | #VALUE! | #VALUE!
41041 | 0.012 | BOD5 |  |  |  | 0 | 0 | 0 | 0
41041 | 0.012 | CBOD5 | 10 | 10 |  | 1.5012 | 1.5012 | 0 | 365.292
41041 | 0.012 | TSS | 15 | 15 |  | 2.2518 | 2.2518 | 0 | 547.938
41041 | 0.012 | NH3 | 10 | 10 |  | 1.5012 | 1.5012 | 0 | 365.292
21814 | 0.4 | BOD5 | 30 | 30 |  | 150.12 | 150.12 | 0 | 36529.2
21814 | 0.4 | CBOD5 |  |  |  | 0 | 0 | 0 | 0
21814 | 0.4 | TSS | 90 | 90 |  | 450.36 | 450.36 | 0 | 109587.6
21814 | 0.4 | NH3 |  |  |  | 0 | 0 | 0 | 0
43087 | 0.06 | BOD5 |  |  |  | 0 | 0 | 0 | 0
43087 | 0.06 | CBOD5 | 30 | 30 |  | 22.518 | 22.518 | 0 | 5479.38
43087 | 0.06 | TSS |  |  |  | 0 | 0 | 0 | 0
43087 | 0.06 | NH3 | 90 | 90 |  | 67.554 | 67.554 | 0 | 16438.14
44733 | 0.0315 | BOD5 |  |  |  | 0 | 0 | 0 | 0
44733 | 0.0315 | CBOD5 | 20 | 20 |  | 7.8813 | 7.8813 | 0 | 1917.783
44733 | 0.0315 | TSS | 30 | 30 |  | 11.8219 | 11.8219 | 0 | 2876.6745
44733 | 0.0315 | NH3 | 5 | 13 |  | 1.9703 | 5.1228 | 0 | 863.0023
48682 | 0.195 | BOD5 |  |  |  | 0 | 0 | 0 | 0
48682 | 0.195 | CBOD5 | 10 | 10 |  | 24.3945 | 24.3945 | 0 | 5935.995
48682 | 0.195 | TSS | 15 | 15 |  | 36.5917 | 36.5917 | 0 | 8903.9925
48682 | 0.195 | NH3 | 5 | 10 |  | 12.1973 | 24.3945 | 0 | 4451.9963
44619 | 0 | BOD5 |  |  |  | 0 | 0 | 0 | 0
44619 | 0 | CBOD5 | 10 | 10 |  | 0 | 0 | 0 | 0
44619 | 0 | TSS | 15 | 15 |  | 0 | 0 | 0 | 0
44619 | 0 | NH3 | 5 | 10 |  | 0 | 0 | 0 | 0
44105 | NA | BOD5 | 70 | 70 |  | #VALUE! | #VALUE! | #VALUE! | #VALUE!
44105 | NA | CBOD5 |  |  |  | #VALUE! | #VALUE! | #VALUE! | #VALUE!
44105 | NA | TSS |  |  |  | #VALUE! | #VALUE! | #VALUE! | #VALUE!
44105 | NA | NH3 |  |  |  | #VALUE! | #VALUE! | #VALUE! | #VALUE!
43923 | 0.01 | BOD5 |  |  |  | 0 | 0 | 0 | 0
43923 | 0.01 | CBOD5 | 10 | 10 |  | 1.251 | 1.251 | 0 | 304.41
43923 | 0.01 | TSS | 15 | 15 |  | 1.8765 | 1.8765 | 0 | 456.615
43923 | 0.01 | NH3 | 5 | 10 |  | 0.6255 | 1.251 | 0 | 228.3075
40096 | 0.12 | BOD5 |  |  |  | 0 | 0 | 0 | 0
40096 | 0.12 | CBOD5 | 20 | 20 |  | 30.024 | 30.024 | 0 | 7305.84
40096 | 0.12 | TSS | 20 | 20 |  | 30.024 | 30.024 | 0 | 7305.84
40096 | 0.12 | NH3 | 6 | 12 |  | 9.0072 | 18.0144 | 0 | 3287.628
22114 | 0.2 | BOD5 | 30 | 30 |  | 75.06 | 75.06 | 0 | 18264.6
22114 | 0.2 | CBOD5 |  |  |  | 0 | 0 | 0 | 0
22114 | 0.2 | TSS | 90 | 90 |  | 225.18 | 225.18 | 0 | 54793.8
22114 | 0.2 | NH3 |  |  |  | 0 | 0 | 0 | 0
22314 | 0.1 | BOD5 | 30 | 30 |  | 37.53 | 37.53 | 0 | 9132.3
22314 | 0.1 | CBOD5 |  |  |  | 0 | 0 | 0 | 0
22314 | 0.1 | TSS | 90 | 90 |  | 112.59 | 112.59 | 0 | 27396.9
22314 | 0.1 | NH3 |  |  |  | 0 | 0 | 0 | 0
40886 | 0.09 | BOD5 |  |  |  | 0 | 0 | 0 | 0
40886 | 0.09 | CBOD5 | 15 | 20 |  | 16.8885 | 22.518 | 0 | 4794.4575
40886 | 0.09 | TSS | 15 | 20 |  | 16.8885 | 22.518 | 0 | 4794.4575
40886 | 0.09 | NH3 | 5 | 12 |  | 5.6295 | 13.5108 | 0 | 2328.7365
46388 | 0.001 | BOD5 |  |  |  | 0 | 0 | 0 | 0
46388 | 0.001 | CBOD5 | 15 | 20 |  | 0.18765 | 0.2502 | 0 | 53.2717
46388 | 0.001 | TSS | 20 | 20 |  | 0.2502 | 0.2502 | 0 | 60.882
46388 | 0.001 | NH3 | 6 | 12 |  | 0.07506 | 0.15012 | 0 | 27.3969
| 0.05 | BOD5 | 30 | 30 |  | 18.765 | 18.765 | 0 | 4566.15
| 0.05 | CBOD5 |  |  |  | 0 | 0 | 0 | 0
| 0.05 | TSS | 90 | 90 |  | 56.295 | 56.295 | 0 | 13698.45
| 0.05 | NH3 |  |  |  | 0 | 0 | 0 | 0
37672 | 0.006 | BOD5 |  |  |  | 0 | 0 | 0 | 0
37672 | 0.006 | CBOD5 | 10 | 10 |  | 0.7506 | 0.7506 | 0 | 182.646
37672 | 0.006 | TSS | 15 | 15 |  | 1.1259 | 1.1259 | 0 | 273.969
37672 | 0.006 | NH3 | 5 | 10 |  | 0.3753 | 0.7506 | 0 | 136.9845
44881 | 0.2 | BOD5 |  | 20 |  | 0 | 50.04 | 0 | 6088.2
44881 | 0.2 | CBOD5 | 20 |  |  | 50.04 | 0 | 0 | 6088.2
44881 | 0.2 | TSS | 20 | 20 |  | 50.04 | 50.04 | 0 | 12176.4
44881 | 0.2 | NH3 | 5 |  |  | 12.51 | 0 | 0 | 1522.05
43851 | 0.075 | BOD5 |  |  |  | 0 | 0 | 0 | 0
43851 | 0.075 | CBOD5 | 20 | 20 |  | 18.765 | 18.765 | 0 | 4566.15
43851 | 0.075 | TSS | 20 | 20 |  | 18.765 | 18.765 | 0 | 4566.15
43851 | 0.075 | NH3 | 5 | 15 |  | 4.6913 | 14.0738 | 0 | 2283.075
48569 | 0.004 | BOD5 |  | 20 |  | 0 | 1.0008 | 0 | 121.764
48569 | 0.004 | CBOD5 | 15 |  |  | 0.7506 | 0 | 0 | 91.323
48569 | 0.004 | TSS | 20 | 20 |  | 1.0008 | 1.0008 | 0 | 243.528
48569 | 0.004 | NH3 | 6 |  |  | 0.30024 | 0 | 0 | 36.5292
37087 | 0.02 | BOD5 | 10 | 10 |  | 2.502 | 2.502 | 0 | 608.82
37087 | 0.02 | CBOD5 |  |  |  | 0 | 0 | 0 | 0
37087 | 0.02 | TSS | 15 | 15 |  | 3.753 | 3.753 | 0 | 913.23
37087 | 0.02 | NH3 |  |  |  | 0 | 0 | 0 | 0
51021 | 0.47 | BOD5 | 30 | 30 |  | 176.391 | 176.391 | 0 | 42921.81
51021 | 0.47 | CBOD5 |  |  |  | 0 | 0 | 0 | 0
51021 | 0.47 | TSS | 90 | 90 |  | 529.173 | 529.173 | 0 | 128765.43
51021 | 0.47 | NH3 |  |  |  | 0 | 0 | 0 | 0
48666 | 0.015 | BOD5 |  |  |  | 0 | 0 | 0 | 0
48666 | 0.015 | CBOD5 | 20 | 20 |  | 3.753 | 3.753 | 0 | 913.23
48666 | 0.015 | TSS | 20 | 20 |  | 3.753 | 3.753 | 0 | 913.23
48666 | 0.015 | NH3 | 5 | 12 |  | 0.93825 | 2.2518 | 0 | 388.1227
21903 | 1.5 | BOD5* |  |  |  | 0 | 0 | 0 | 0
21903 | 1.5 | CBOD5* | 15 | 15 |  | 281.475 | 281.475 | 0 | 68492.25
21903 | 1.5 | TSS* | 15 | 15 |  | 281.475 | 281.475 | 0 | 68492.25
21903 | 1.5 | NH3* | 4 | 9 |  | 75.06 | 168.885 | 0 | 29679.975
43796 | 0.001 | BOD5 |  |  |  | 0 | 0 | 0 | 0
43796 | 0.001 | CBOD5 | 10 | 10 |  | 0.1251 | 0.1251 | 0 | 30.441
43796 | 0.001 | TSS | 15 | 15 |  | 0.18765 | 0.18765 | 0 | 45.6615
43796 | 0.001 | NH3 | 5 | 10 |  | 0.06255 | 0.1251 | 0 | 22.8307
34037 | 1 | BOD5 |  |  |  | 0 | 0 | 0 | 0
34037 | 1 | CBOD5 | 10 | 25 |  | 125.1 | 312.75 | 0 | 53271.75
34037 | 1 | TSS | 15 | 30 |  | 187.65 | 375.3 | 0 | 68492.25
34037 | 1 | NH3 | 1 | 5 |  | 12.51 | 62.55 | 0 | 9132.3
| 0.125 | BOD5 | 30 | 30 |  | 46.9125 | 46.9125 | 0 | 11415.375
| 0.125 | CBOD5 |  |  |  | 0 | 0 | 0 | 0
| 0.125 | TSS | 30 | 30 |  | 46.9125 | 46.9125 | 0 | 11415.375
| 0.125 | NH3 |  |  |  | 0 | 0 | 0 | 0
45471 | 0.015 | BOD5 |  |  |  | 0 | 0 | 0 | 0
45471 | 0.015 | CBOD5 | 15 | 20 |  | 2.8148 | 3.753 | 0 | 799.0762
45471 | 0.015 | TSS | 20 | 20 |  | 3.753 | 3.753 | 0 | 913.23
45471 | 0.015 | NH3 | 5 | 12 |  | 0.93825 | 2.2518 | 0 | 388.1227
[6 empty] | 0 | 0 | 0 | 0

## LOCATION DATA
Permit Number | Outfall Lat Deg | Outfall Lat Min | Outfall Lat Sec | Outfall Long Deg | Outfall Long Min | Outfall Long Sec
AR0000361 | 35 | 54 | 14 | 89 | 45 | 15
AR0000370 | 34 | 58 | 50 | 90 | 52 | 24
AR0000388 | 34 | 27 | 41 | 90 | 35 | 45
AR0000400 | 35 | 15 | 28 | 91 | 21 | 50
AR0000434 | 33 | 16 | 46 | 93 | 14 | 47
AR0000493 | 33 | 21 | 35 | 93 | 28 | 4
AR0000523 | 34 | 27 | 25 | 92 | 57 | 35
AR0000531 | 34 | 5 | 10 | 93 | 2 | 7
AR0000574 | 33 | 12 | 2 | 92 | 36 | 41
AR0000582 | 34 | 33 | 1 | 92 | 28 | 6
AR0000591 | 33 | 22 | 13 | 92 | 42 | 48
AR0000612 | 33 | 48 | 47 | 93 | 24 | 41
AR0000647 | 33 | 11 | 56 | 92 | 40 | 33
AR0000663 | 33 | 25 | 0 | 93 | 3 | 27
AR0000680 | 33 | 6 | 36 | 92 | 40 | 25
AR0000752 | 33 | 9 | 55 | 92 | 24 | 40
AR0000833 | 34 | 34 | 15 | 93 | 9 | 34
AR0000841 | 33 | 33 | 51 | 92 | 47 | 15
AR0000850 | 34 | 37 | 57 | 93 | 4 | 7
AR0000868 | 34 | 26 | 4.2 | 92 | 52 | 42.7
AR0000906 | 33 | 47 | 49 | 93 | 23 | 32
AR0000914 (001) | 33 | 37 | 27.5 | 92 | 4 | 56.8
AR0000914 (002) | 33 | 37 | 25 | 92 | 4 | 34
AR0001147 | 34 | 26 | 0 | 92 | 54 | 10
AR0001163 | 34 | 47 | 18 | 92 | 0 | 26
AR0001171 | 33 | 11 | 12 | 92 | 40 | 58
AR0001210 | 33 | 6 | 45 | 92 | 2 | 17
AR0001341 | 35 | 25 | 35 | 94 | 21 | 2
AR0001376 | 34 | 45 | 10 | 92 | 11 | 59
AR0001392 | 35 | 18 | 28.4 | 93 | 13 | 53.2
AR0001414 | 34 | 41 | 45 | 92 | 17 | 24
AR0001449 | 34 | 40 | 51 | 92 | 19 | 29
AR0001481 | 35 | 38 | 52 | 91 | 15 | 3
AR0001511 | 35 | 26 | 13.52 | 94 | 22 | 31.97
AR0001589 | 35 | 45 | 43 | 91 | 38 | 47
AR0001601 ("Sum") | 34 | 16 | 34 | 91 | 59 | 38
AR0001635 | 34 | 41 | 31 | 92 | 18 | 28
AR0001678 | 34 | 18 | 4 | 92 | 3 | 24
AR0001686 | 34 | 42 | 34.5 | 92 | 14 | 14.2
AR0001775 | 34 | 46 | 3 | 92 | 14 | 36
AR0001791 | 35 | 25 | 15 | 94 | 22 | 45
AR0001830 | 35 | 5 | 35 | 92 | 43 | 55
AR0001848 | 34 | 39 | 12 | 92 | 18 | 27
AR0001899 | 35 | 55 | 14 | 91 | 56 | 34
AR0001970 | 34 | 14 | 10 | 91 | 53 | 50
AR0002437 ("Sum") | 36 | 15 | 0 | 92 | 14 | 35 | 20 separate outfalls. See permit.
AR0002542 | 34 | 45 | 55 | 92 | 15 | 0
AR0002879 | 36 | 27 | 56 | 91 | 31 | 41
AR0002909 | 34 | 1 | 7 | 94 | 21 | 55
AR0002917 | 34 | 6 | 50 | 94 | 0 | 36
AR0002968 | 33 | 34 | 9 | 94 | 6 | 22
AR0003018 | 34 | 14 | 10 | 94 | 20 | 38
AR0020001 | 35 | 43 | 9 | 91 | 11 | 6
AR0020010 | 36 | 5 | 0 | 94 | 5 | 0
AR0020028 | 35 | 45 | 54.6 | 90 | 18 | 42
AR0020036 | 36 | 3 | 33.7 | 91 | 55 | 37.4
AR0020044 | 33 | 5 | 38 | 93 | 27 | 48
AR0020087 | 35 | 0 | 4 | 90 | 50 | 6
AR0020109 | 34 | 32 | 15 | 93 | 11 | 39
AR0020117 | 35 | 51 | 57.32 | 92 | 8 | 42.54
AR0020125 | 34 | 59 | 57 | 92 | 47 | 23
AR0020141 | 36 | 2 | 32 | 90 | 59 | 35
AR0020168 | 33 | 23 | 31.7 | 93 | 3 | 26.8
AR0020184 | 36 | 15 | 10 | 94 | 31 | 10
AR0020222 | 34 | 13 | 27.2 | 93 | 7 | 30.5
AR0020231 | 34 | 17 | 16.4 | 93 | 16 | 15.5
AR0020273 | 36 | 11 | 39 | 94 | 33 | 53
AR0020303 | 34 | 43 | 48 | 92 | 11 | 4
AR0020320 | 34 | 48 | 30 | 92 | 12 | 28
AR0020354 | 35 | 37 | 26 | 90 | 54 | 55
AR0020605 | 34 | 5 | 10 | 93 | 2 | 6
AR0020621 | 33 | 5 | 21.6 | 93 | 39 | 34.5
AR0020648 | 35 | 40 | 57 | 93 | 49 | 1
AR0020664 | 35 | 58 | 2 | 92 | 9 | 34
AR0020672 | 36 | 27 | 51.13 | 94 | 6 | 47.88
AR0020699 | 35 | 54 | 13 | 90 | 48 | 18
AR0020702 - 001 | 35 | 45 | 9 | 91 | 37 | 52
AR0020702 - 001 | 35 | 44 | 35 | 91 | 37 | 18
AR0020729 | 34 | 5 | 8 | 93 | 50 | 56
AR0021211 | 36 | 18 | 4.4 | 92 | 22 | 53.3
AR0021229 | 35 | 39 | 13.12 | 91 | 25 | 33.98
AR0021261 | 33 | 51 | 51 | 93 | 54 | 55
AR0021326 | 33 | 44 | 17 | 93 | 36 | 48
AR0021377 | 33 | 59 | 20 | 94 | 13 | 30
AR0021393 | 35 | 24 | 8 | 90 | 46 | 3
AR0021431 | 34 | 17 | 43 | 91 | 16 | 32
AR0021440 | 33 | 22 | 16 | 92 | 43 | 9
AR0021466 | 35 | 26 | 43.2 | 94 | 9 | 33.6
AR0021474 | 33 | 41 | 28 | 92 | 38 | 6
AR0021482 | 35 | 25 | 3.27 | 94 | 20 | 27.18
AR0021504 | 35 | 6 | 39 | 91 | 48 | 43
AR0021512 | 35 | 37 | 13 | 94 | 10 | 42
AR0021539 | 34 | 33 | 33 | 93 | 10 | 14
AR0021547 | 34 | 56 | 15 | 90 | 28 | 45
AR0021555 | 33 | 21 | 2.1 | 93 | 13 | 15.7
AR0021563 | 35 | 28 | 53 | 93 | 49 | 4
AR0021571 | 35 | 7 | 45 | 93 | 55 | 1
AR0021580 | 35 | 41 | 11.5 | 89 | 57 | 17.2
AR0021601 | 35 | 16 | 12.34 | 91 | 42 | 27.61
AR0021610 | 33 | 54 | 7 | 91 | 15 | 35
AR0021628 | 36 | 11 | 40.36 | 91 | 9 | 45.23
AR0021644 | 34 | 40 | 36 | 91 | 18 | 52
AR0021661 | 34 | 57 | 10 | 92 | 1 | 55
AR0021679 | 33 | 58 | 51 | 91 | 32 | 45
AR0021687 | 33 | 6 | 33 | 92 | 22 | 33
AR0021695 | 33 | 57 | 46 | 92 | 11 | 51
AR0021709 | 34 | 6 | 40 | 94 | 0 | 35
AR0021717 | 36 | 17 | 0 | 92 | 35 | 10
AR0021733 | 34 | 1 | 31.2 | 94 | 20 | 49.9
AR0021741 | 36 | 18 | 59 | 93 | 24 | 35
AR0021750 | 35 | 20 | 30 | 94 | 18 | 43
AR0021768 | 35 | 14 | 50 | 93 | 6 | 45
AR0021776 | 33 | 54 | 56 | 93 | 51 | 28
AR0021792 | 36 | 21 | 23.1 | 93 | 34 | 51.3
AR0021806 | 34 | 44 | 34 | 92 | 12 | 45
AR0021822 | 33 | 36 | 19.8 | 91 | 50 | 49.1
AR0021831 | 33 | 39 | 35 | 91 | 45 | 20
AR0021849 | 33 | 19 | 49.25 | 91 | 17 | 51.5
AR0021857 | 35 | 18 | 8 | 93 | 44 | 18
AR0021865 | 36 | 25 | 30 | 93 | 44 | 6
AR0021873 | 33 | 32 | 4 | 92 | 29 | 21
AR0021881 | 35 | 50 | 37 | 90 | 8 | 22
AR0021890 | 34 | 53 | 9 | 91 | 13 | 6
AR0021903 | 35 | 13 | 7 | 90 | 49 | 52
AR0021911 | 36 | 14 | 50 | 90 | 17 | 34.4
AR0021954 | 35 | 22 | 26 | 90 | 15 | 51
AR0021962 | 35 | 57 | 37 | 89 | 59 | 30
AR0021971 | 35 | 11 | 30 | 90 | 14 | 12
AR0022004 | 36 | 6 | 45 | 93 | 43 | 58
AR0022012 | 35 | 55 | 52 | 90 | 14 | 57
AR0022021 | 34 | 29 | 53 | 90 | 35 | 30
AR0022039 | 35 | 7 | 13 | 90 | 10 | 25
AR0022063 | 36 | 12 | 49 | 94 | 9 | 48
AR0022071 | 33 | 36 | 26 | 91 | 26 | 25
AR0022098 (001) | 35 | 59 | 33 | 94 | 19 | 55.5 | Current
AR0022098 (002) | 35 | 59 | 25.3 | 94 | 20 | 2 | Future
AR0022101 | 35 | 1 | 53 | 91 | 53 | 27
AR0022110 | 35 | 56 | 12.49 | 91 | 32 | 8.9
AR0022128 | 34 | 32 | 33 | 91 | 59 | 12
AR0022136
AR0022152 | 35 | 30 | 8.8 | 90 | 9 | 38.8
AR0022179 | 33 | 1 | 34.47 | 92 | 42 | 2.77
AR0022187 | 35 | 26 | 27 | 93 | 29 | 5
AR0022195 | 35 | 13 | 43 | 90 | 20 | 50
AR0022209 | 36 | 21 | 15 | 90 | 46 | 2
AR0022217 | 35 | 21 | 44 | 91 | 29 | 37
AR0022225 | 34 | 57 | 43 | 91 | 29 | 16
AR0022241 | 35 | 3 | 50 | 93 | 23 | 4
AR0022250 | 33 | 30 | 39 | 91 | 26 | 58
AR0022268 | 33 | 2 | 45 | 92 | 6 | 50
AR0022284 | 34 | 25 | 10.65 | 91 | 42 | 43.04
AR0022292 | 36 | 20 | 37 | 94 | 28 | 24
AR0022314 | 35 | 32 | 58 | 90 | 2 | 23
AR0022322 | 35 | 14 | 8.66 | 91 | 39 | 23.3
AR0022365 | 33 | 33 | 49.64 | 92 | 47 | 12.95
AR0022373 | 35 | 56 | 38 | 94 | 11 | 11
AR0022381 | 35 | 28 | 51 | 91 | 59 | 17
AR0022390 | 34 | 7 | 22 | 91 | 23 | 9
AR0022403 | 36 | 23 | 33 | 94 | 12 | 12
AR0022411 | 34 | 47 | 19 | 91 | 33 | 45
AR0022420 | 34 | 18 | 24 | 90 | 51 | 53
AR0022438 | 34 | 35 | 5 | 91 | 11 | 51
AR0022446 | 35 | 29 | 36 | 90 | 59 | 4
AR0022454 | 35 | 12 | 27.7 | 94 | 14 | 47.7
AR0022551 | 33 | 55 | 49 | 93 | 8 | 41
AR0022560 | 35 | 56 | 4.6 | 89 | 56 | 32.2
AR0022578 | 35 | 53 | 45 | 89 | 56 | 14
AR0022586 | 35 | 57 | 16 | 89 | 53 | 15
AR0022756 | 34 | 33 | 13 | 90 | 39 | 20
AR0022772 | 34 | 14 | 6.3 | 93 | 45 | 41.1
AR0022781 | 34 | 34 | 18 | 93 | 12 | 37
AR0022799 | 34 | 37 | 52 | 93 | 28 | 26
AR0022802 | 34 | 35 | 19 | 93 | 16 | 54
AR0023817 | 33 | 43 | 3 | 94 | 22 | 57
AR0023833 | 36 | 24 | 39 | 94 | 27 | 45
AR0023841 | 35 | 37 | 4.5 | 90 | 20 | 26.8
AR0023850 | 36 | 28 | 44 | 91 | 32 | 19
AR0024066 | 35 | 30 | 43 | 92 | 6 | 8
AR0029181 | 35 | 30 | 45 | 91 | 59 | 0
AR0033197 | 36 | 19 | 49 | 94 | 0 | 30
AR0033278 | 35 | 24 | 22 | 94 | 25 | 12
AR0033316 | 34 | 16 | 30 | 91 | 57 | 59
AR0033359 | 35 | 3 | 24 | 92 | 25 | 57
AR0033391 | 34 | 59 | 57 | 91 | 14 | 34
AR0033421 | 35 | 11 | 15.5 | 93 | 8 | 13
AR0033430 | 35 | 29 | 47.11 | 90 | 26 | 13.02
AR0033472 | 36 | 22 | 17 | 90 | 10 | 18
AR0033481 | 33 | 47 | 1 | 93 | 21 | 12
AR0033545 | 36 | 16 | 12 | 92 | 31 | 13
AR0033588 | 35 | 15 | 30 | 90 | 34 | 12
AR0033626 | 34 | 49 | 24 | 92 | 24 | 2
AR0033642 | 34 | 51 | 31.84 | 92 | 11 | 16.83
AR0033651 | 35 | 53 | 13 | 90 | 20 | 3
AR0033707 | 33 | 42 | 50 | 91 | 26 | 17
AR0033715 | 34 | 3 | 29.02 | 92 | 32 | 57.46
AR0033723 | 33 | 10 | 24 | 92 | 39 | 41
AR0033740 | 34 | 46 | 12.3 | 91 | 45 | 11.6
AR0033758 | 33 | 49 | 29 | 92 | 23 | 53
AR0033766 | 36 | 2 | 17 | 90 | 29 | 23
AR0033782 | 35 | 45 | 34 | 89 | 54 | 36
AR0033791 | 35 | 17 | 29 | 94 | 3 | 11
AR0033812 | 33 | 9 | 27 | 91 | 57 | 34
AR0033839 | 33 | 5 | 57 | 91 | 15 | 20
AR0033855 | 34 | 33 | 40 | 93 | 37 | 46
AR0033863 | 35 | 34 | 9.3 | 90 | 44 | 14.1
AR0033880 | 34 | 26 | 35 | 93 | 0 | 35
AR0033910 | 36 | 5 | 32 | 94 | 21 | 46
AR0033936 | 33 | 14 | 49 | 92 | 38 | 47
AR0033979 | 36 | 21 | 55 | 90 | 36 | 16
AR0033987 | 33 | 53 | 30 | 91 | 27 | 42
AR0034002 | 34 | 35 | 11 | 92 | 30 | 18
AR0034011 | 35 | 54 | 18 | 92 | 38 | 25
AR0034029 | 33 | 13 | 41.28 | 91 | 46 | 12.2
AR0034037 | 36 | 13 | 15 | 92 | 39 | 50
AR0034070 | 35 | 22 | 36 | 94 | 9 | 3
AR0034088 | 36 | 5 | 50 | 93 | 7 | 35
AR0034126 | 34 | 21 | 38.6 | 92 | 51 | 42.4
AR0034134 | 35 | 48 | 41.58 | 90 | 26 | 0.29
AR0034142 | 34 | 47 | 29.8 | 90 | 45 | 45.7
AR0034169 | 34 | 46 | 40.4 | 90 | 45 | 0.5
AR0034258 | 36 | 29 | 35.03 | 94 | 16 | 6.09
AR0034282 | 36 | 18 | 35 | 91 | 30 | 38
AR0034291 | 34 | 41 | 17.9 | 92 | 58 | 20.5
AR0034304 | 35 | 17 | 23 | 90 | 28 | 29
AR0034312 | 35 | 44 | 3 | 90 | 33 | 16
AR0034321 | 36 | 14 | 17 | 93 | 4 | 28
AR0034347 | 34 | 17 | 54 | 92 | 22 | 42
AR0034363 | 33 | 36 | 43 | 92 | 43 | 15
AR0034371 | 33 | 14 | 45 | 91 | 32 | 12
AR0034380 | 34 | 29 | 33 | 91 | 34 | 2
AR0034401 | 35 | 35 | 47 | 92 | 15 | 44
AR0034550 | 35 | 38 | 45 | 91 | 14 | 30
AR0034584 | 36 | 0 | 33 | 93 | 10 | 40
AR0034592 | 35 | 27 | 36 | 93 | 44 | 57
AR0034606 | 36 | 6 | 59.28 | 92 | 8 | 28.56
AR0034614 | 35 | 38 | 58.85 | 91 | 3 | 21.81
AR0034657 | 35 | 49 | 30 | 92 | 33 | 24
AR0034665 | 35 | 10 | 26 | 92 | 54 | 35
AR0034673 | 35 | 12 | 57 | 92 | 56 | 19
AR0034720 | 35 | 24 | 45 | 91 | 1 | 45
AR0034738 | 35 | 15 | 52 | 91 | 22 | 10
AR0034746 | 34 | 47 | 43 | 91 | 52 | 42.8
AR0034754 | 35 | 40 | 9 | 90 | 8 | 47
AR0034771 | 34 | 16 | 2 | 91 | 54 | 37
AR0034789 | 36 | 22 | 40 | 91 | 48 | 10
AR0034835 | 36 | 15 | 31 | 90 | 58 | 17
AR0034860 | 35 | 49 | 22 | 91 | 8 | 28
AR0034932 | 35 | 27 | 8 | 94 | 3 | 40
AR0034941 | 36 | 4 | 43 | 92 | 33 | 44
AR0034959 | 36 | 4 | 54 | 92 | 33 | 53
AR0035246 | 35 | 56 | 11 | 94 | 25 | 28
AR0035254 | 36 | 12 | 26.67 | 91 | 45 | 24.76
AR0035386 | 35 | 42 | 43.77 | 91 | 31 | 33.58
AR0035394 | 34 | 33 | 4 | 93 | 29 | 40
AR0035408 | 34 | 34 | 19 | 93 | 28 | 9
AR0035416 | 34 | 32 | 35 | 93 | 21 | 9
AR0035424 | 34 | 34 | 48 | 93 | 26 | 29
AR0035432 | 34 | 15 | 28.7 | 93 | 11 | 39.6
AR0035459 | 34 | 15 | 28.8 | 93 | 13 | 55.5
AR0035483 | 34 | 29 | 48.7 | 94 | 23 | 26.2
AR0035491 | 35 | 25 | 29 | 93 | 23 | 22
AR0035602 | 35 | 41 | 2 | 90 | 28 | 19
AR0035611 | 34 | 46 | 49.8 | 91 | 26 | 35.3
AR0035629 | 36 | 11 | 12 | 90 | 18 | 4
AR0035637 | 35 | 28 | 50 | 90 | 20 | 41
AR0035645 | 34 | 19 | 26 | 93 | 32 | 13
AR0035653 | 33 | 18 | 18 | 92 | 39 | 10
AR0035661 | 33 | 45 | 39 | 92 | 29 | 19
AR0035688 | 35 | 1 | 44 | 93 | 11 | 27
AR0035696 | 33 | 20 | 59 | 93 | 34 | 27
AR0035742 | 35 | 16 | 1 | 92 | 38 | 23
AR0035751 | 33 | 39 | 12 | 91 | 12 | 24
AR0035769 | 34 | 54 | 39 | 94 | 6 | 18
AR0035785 | 33 | 55 | 51 | 94 | 21 | 3
AR0035807 | 35 | 17 | 32 | 91 | 32 | 7
AR0035823 | 33 | 42 | 27 | 91 | 14 | 11
AR0035840 | 34 | 33 | 1.83 | 90 | 52 | 28.39
AR0035939 | 33 | 55 | 46 | 92 | 52 | 9
AR0035947 | 36 | 2 | 51 | 90 | 40 | 12
AR0035955 | 34 | 37 | 0.27 | 92 | 32 | 18.11
AR0035963 | 34 | 49 | 0 | 92 | 30 | 25
AR0035980 | 34 | 26 | 8.53 | 91 | 54 | 16.71
AR0036013 | 34 | 16 | 23.3 | 93 | 12 | 12.2
AR0036021 | 34 | 12 | 44 | 93 | 6 | 30
AR0036048 | 34 | 10 | 29.5 | 93 | 40 | 45.8
AR0036064 | 33 | 49 | 12 | 92 | 25 | 16
AR0036072 | 33 | 8 | 12 | 92 | 38 | 14
AR0036081 | 35 | 56 | 8 | 92 | 7 | 22
AR0036293 | 35 | 3 | 48 | 94 | 15 | 8
AR0036315 | 34 | 54 | 55 | 91 | 7 | 19
AR0036331 | 34 | 25 | 15 | 92 | 7 | 15
AR0036421 | 34 | 46 | 35 | 92 | 33 | 47
AR0036447 | 34 | 39 | 45 | 92 | 16 | 30
AR0036498 | 34 | 33 | 6 | 92 | 35 | 36
AR0036536 | 35 | 12 | 58 | 92 | 23 | 48
AR0036544 | 35 | 39 | 15 | 89 | 55 | 29
AR0036552 | 35 | 27 | 6 | 94 | 23 | 42
AR0036609 | 34 | 21 | 22 | 93 | 47 | 17
AR0036668 | 21 | 7 | 4 | 90 | 56 | 15
AR0036676 | 36 | 23 | 4 | 93 | 55 | 1
AR0036692 | 34 | 33 | 46 | 94 | 11 | 12
AR0036714 | 35 | 13 | 5.12 | 93 | 9 | 3.46
AR0036749 | 34 | 10 | 59 | 93 | 5 | 9
AR0036790 | 36 | 5 | 13 | 90 | 29 | 2
AR0036811 | 34 | 37 | 13 | 93 | 10 | 42
AR0036820 | 36 | 16 | 35 | 90 | 59 | 55
AR0036897 | 34 | 44 | 10.2 | 90 | 38 | 51.7
AR0037028 | 36 | 21 | 30 | 92 | 35 | 40
AR0037044 | 35 | 35 | 14 | 91 | 14 | 38
AR0037061 | 34 | 15 | 0 | 93 | 9 | 20
AR0037061 | 34 | 14 | 52 | 93 | 7 | 12
AR0037079 | 33 | 40 | 25 | 93 | 59 | 5
AR0037087 | 35 | 16 | 55 | 92 | 17 | 7
AR0037125 | 33 | 55 | 13.3 | 91 | 30 | 14
AR0037141 | 33 | 6 | 54 | 91 | 33 | 4
AR0037176 | 34 | 50 | 30 | 92 | 10 | 20
AR0037206 | 34 | 56 | 38 | 92 | 28 | 11
AR0037249 | 36 | 30 | 3.3 | 93 | 45 | 2.91
AR0037303 | 35 | 34 | 35.4 | 92 | 16 | 39.5
AR0037320 | 36 | 17 | 4 | 91 | 3 | 31
AR0037338 | 34 | 44 | 56 | 92 | 26 | 14
AR0037397 | 35 | 8 | 45 | 93 | 48 | 3
AR0037419 | 35 | 5 | 0 | 94 | 16 | 6
AR0037435 | 36 | 24 | 15 | 92 | 30 | 25
AR0037451 | 35 | 40 | 16 | 91 | 24 | 14
AR0037508 | 36 | 6 | 39 | 91 | 5 | 25
AR0037541 | 35 | 6 | 21 | 93 | 54 | 44
AR0037567 | 35 | 27 | 5.82 | 94 | 23 | 38.82
AR0037605 | 34 | 41 | 5 | 94 | 22 | 0
AR0037613 | 34 | 36 | 15 | 91 | 59 | 44
AR0037745 | 34 | 44 | 43 | 92 | 19 | 57
AR0037761 | 33 | 25 | 27 | 92 | 42 | 8
AR0037770 | 35 | 7 | 48.01 | 90 | 7 | 2.57
AR0037796 | 33 | 56 | 45 | 93 | 8 | 50
AR0037800 | 33 | 12 | 30 | 92 | 37 | 52
AR0037834 | 35 | 35 | 35 | 90 | 54 | 50
AR0037842 | 36 | 15 | 3 | 94 | 31 | 35
AR0037851 | 35 | 24 | 41 | 93 | 46 | 41
AR0037885 | 34 | 8 | 47 | 92 | 1 | 43
AR0037893 | 35 | 0 | 27.8 | 90 | 42 | 42.5
AR0037907 | 35 | 51 | 32 | 90 | 44 | 4
AR0037940 | 35 | 46 | 20 | 94 | 15 | 39
AR0037966 | 35 | 13 | 36.7 | 93 | 15 | 28.2
AR0037974 | 35 | 54 | 26 | 90 | 34 | 15
AR0037991 | 36 | 19 | 7 | 91 | 28 | 25
AR0038008 | 34 | 34 | 17 | 91 | 27 | 25
AR0038075 | 34 | 52 | 29.07 | 92 | 13 | 19.3
AR0038113 | 34 | 13 | 51 | 93 | 45 | 3
AR0038121 | 34 | 25 | 48 | 92 | 54 | 36
AR0038181 | 34 | 15 | 10 | 91 | 56 | 50
AR0038199 | 36 | 4 | 7 | 91 | 8 | 44
AR0038202 | 35 | 10 | 11 | 90 | 42 | 49
AR0038211 | 33 | 20 | 34 | 92 | 32 | 21
AR0038237 | 34 | 47 | 13 | 90 | 58 | 54
AR0038270 | 34 | 22 | 54 | 93 | 47 | 35
AR0038288 | 34 | 47 | 24 | 92 | 20 | 14
AR0038369 | 35 | 0 | 22 | 91 | 58 | 46
AR0038458 | 33 | 41 | 18.66 | 93 | 31 | 43.53
AR0038466 | 33 | 38 | 34 | 93 | 38 | 11
AR0038482 | 34 | 54 | 27 | 94 | 6 | 15
AR0038679 | 35 | 11 | 30 | 90 | 37 | 30
AR0038768 | 35 | 3 | 50 | 93 | 22 | 14
AR0038784 | 34 | 42 | 20.6 | 90 | 53 | 26.1
AR0038822 | 33 | 25 | 10 | 94 | 0 | 10
AR0038857 | 33 | 10 | 17 | 93 | 12 | 32
AR0039047 | 35 | 35 | 29.1 | 90 | 13 | 20.9
AR0039144 | 34 | 8 | 49 | 92 | 5 | 28
AR0039233 | 35 | 26 | 16.3 | 91 | 50 | 32.5
AR0039250 | 34 | 46 | 37 | 92 | 33 | 45
AR0039268 | 35 | 26 | 37 | 93 | 29 | 0
AR0039284 | 34 | 37 | 11.4 | 92 | 54 | 3.9
AR0039357 | 34 | 29 | 50 | 92 | 9 | 2
AR0039365 | 34 | 58 | 13 | 90 | 53 | 15
AR0039381 | 34 | 5 | 37 | 91 | 39 | 51
AR0039403 | 34 | 34 | 8 | 93 | 25 | 55
AR0039543 | 34 | 47 | 30 | 92 | 11 | 20
AR0039594 | 33 | 5 | 17 | 93 | 11 | 47
AR0039608 | 36 | 15 | 1.47 | 91 | 46 | 23.3
AR0039659 | 33 | 2 | 43.95 | 92 | 8 | 50.66
AR0039675 | 35 | 53 | 26 | 91 | 4 | 47
AR0039730 | 35 | 18 | 19 | 94 | 22 | 12
AR0039781 | 35 | 10 | 51 | 94 | 25 | 23
AR0039837 | 35 | 15 | 5.5 | 91 | 14 | 44
AR0039896 | 34 | 20 | 20 | 91 | 48 | 56.5
AR0040096 | 33 | 37 | 24.2 | 91 | 56 | 39.7
AR0040118 | 36 | 23 | 41.7 | 93 | 42 | 15.66
AR0040126 | 34 | 55 | 12 | 92 | 10 | 6
AR0040177 | 34 | 41 | 42.5 | 92 | 9 | 7.4
AR0040266 | 34 | 36 | 35 | 92 | 14 | 27
AR0040321 | 35 | 23 | 28 | 92 | 12 | 32
AR0040355 | 36 | 6 | 55 | 91 | 4 | 15
AR0040380 | 34 | 38 | 15 | 92 | 3 | 38
AR0040517 | 33 | 23 | 16.1 | 92 | 47 | 59.57
AR0040720 | 35 | 25 | 38 | 94 | 16 | 35
AR0040801 | 34 | 34 | 8 | 93 | 27 | 56
AR0040827 | 34 | 2 | 47 | 91 | 35 | 35
AR0040860 | 34 | 33 | 9 | 92 | 15 | 23
AR0040886 | 33 | 45 | 1.8 | 94 | 8 | 13.1
AR0040967 | 35 | 28 | 11.4 | 94 | 23 | 46.7
AR0040991 | 35 | 18 | 10 | 93 | 37 | 30
AR0041033 | 35 | 38 | 45 | 91 | 14 | 10
AR0041050 | 34 | 29 | 28 | 94 | 4 | 48
AR0041092 | 34 | 36 | 3.61 | 90 | 44 | 45.7
AR0041149 | 34 | 49 | 34 | 92 | 16 | 12
AR0041165 | 35 | 12 | 26 | 94 | 24 | 23
AR0041246 | 33 | 42 | 57 | 94 | 1 | 1
AR0041254 | 36 | 13 | 57 | 91 | 14 | 51
AR0041289 | 35 | 34 | 34 | 94 | 22 | 2
AR0041297 | 33 | 18 | 20 | 91 | 28 | 33
AR0041319 | 34 | 23 | 2 | 93 | 6 | 25
AR0041327 | 34 | 25 | 42.1 | 90 | 49 | 45.4
AR0041335 | 34 | 50 | 50 | 92 | 7 | 27
AR0041416 | 34 | 42 | 14 | 92 | 41 | 45
AR0041424 | 34 | 37 | 0 | 92 | 23 | 36
AR0041432 | 34 | 1 | 46 | 93 | 28 | 28
AR0041548 | 33 | 15 | 42 | 93 | 54 | 14
AR0041602 | 34 | 9 | 29 | 92 | 5 | 28
AR0041629 | 35 | 51 | 25 | 90 | 48 | 17
AR0041688 | 33 | 53 | 55 | 93 | 34 | 15
AR0041734 | 33 | 55 | 33 | 93 | 50 | 35
AR0041742 | 36 | 12 | 49.9 | 91 | 35 | 52.4
AR0041769 | 33 | 53 | 30 | 93 | 51 | 53
AR0041815 | 33 | 41 | 57.6 | 93 | 27 | 29
AR0042188 | 35 | 51 | 0 | 90 | 47 | 49
AR0042196 | 36 | 18 | 35.41 | 90 | 5 | 58.09
AR0042226 | 36 | 21 | 49 | 92 | 19 | 17
AR0042277 | 34 | 32 | 0 | 92 | 40 | 0
AR0042293 | 34 | 33 | 29 | 93 | 26 | 40
AR0042315 | 33 | 8 | 41 | 92 | 5 | 35
AR0042404 | 34 | 34 | 10 | 90 | 41 | 50
AR0042421 | 33 | 21 | 39 | 91 | 51 | 50
AR0042439 | 33 | 35 | 25 | 93 | 17 | 54
AR0042447 | 35 | 19 | 15 | 93 | 12 | 46
AR0042544 | 34 | 40 | 18 | 92 | 16 | 9
AR0042609 | 33 | 30 | 4.83 | 92 | 24 | 52.55
AR0042781 | 36 | 26 | 14 | 90 | 22 | 26
AR0042803 | 35 | 7 | 25 | 91 | 38 | 10
AR0042846 | 33 | 41 | 0 | 94 | 25 | 30
AR0042862 | 34 | 33 | 17 | 92 | 20 | 33
AR0042889 | 34 | 29 | 5 | 92 | 43 | 30.9
AR0042927 | 34 | 40 | 50 | 92 | 14 | 0
AR0042951 | 33 | 36 | 47 | 94 | 5 | 59
AR0043028 | 35 | 9 | 10 | 92 | 34 | 13
AR0043036 | 36 | 12 | 19.9 | 92 | 17 | 9.68
AR0043117 | 35 | 53 | 5 | 89 | 46 | 25
AR0043125 | 34 | 26 | 39.73 | 93 | 40 | 37.44
AR0043192 - 001 | 35 | 8 | 28 | 90 | 49 | 56
AR0043192 - 002 | 35 | 8 | 28 | 90 | 49 | 58
AR0043281 | 34 | 2 | 1.5 | 93 | 40 | 59.5
AR0043290 | 36 | 18 | 48 | 90 | 35 | 47
AR0043346 | 33 | 33 | 6 | 94 | 2 | 18
AR0043354 | 34 | 21 | 41 | 92 | 46 | 32
AR0043389 | 34 | 29 | 14 | 90 | 35 | 43
AR0043397 | 36 | 18 | 7 | 94 | 12 | 58
AR0043401 | 35 | 47 | 27 | 90 | 37 | 36
AR0043427 | 33 | 35 | 23 | 92 | 1 | 19
AR0043443 | 35 | 58 | 5 | 90 | 51 | 45
AR0043486 | 36 | 9 | 52.5 | 90 | 48 | 40.4
AR0043508 | 33 | 20 | 35 | 93 | 18 | 12
AR0043516 | 33 | 10 | 52 | 92 | 56 | 16
AR0043524 | 35 | 51 | 41.8 | 90 | 57 | 0.7
AR0043591 | 36 | 27 | 35 | 90 | 8 | 31
AR0043613 | 33 | 15 | 56.9 | 93 | 16 | 21.7
AR0043672 | 33 | 51 | 45.5 | 92 | 16 | 58
AR0043753 | 36 | 26 | 52 | 92 | 53 | 38
AR0043761 | 34 | 24 | 46 | 91 | 27 | 26
AR0043834 | 36 | 25 | 3.6 | 90 | 53 | 6.85
AR0043893 | 34 | 48 | 49.9 | 92 | 30 | 15.8
AR0043923 (001) | 33 | 2 | 36 | 93 | 10 | 25
AR0043931 | 34 | 39 | 41.55 | 92 | 16 | 30.93
AR0043940 | 35 | 34 | 48 | 92 | 9 | 52
AR0044016 | 36 | 10 | 11 | 92 | 9 | 24
AR0044024 | 35 | 15 | 39.18 | 90 | 13 | 44.23
AR0044041 | 35 | 24 | 8 | 90 | 48 | 30
AR0044059 | 36 | 22 | 42 | 93 | 35 | 8
AR0044105 - 003 | 34 | 22 | 55 | 92 | 43 | 14
AR0044156 | 34 | 36 | 3 | 92 | 32 | 11
AR0044172 | 34 | 30 | 16.5 | 93 | 10 | 38.7
AR0044181 | 35 | 54 | 59.5 | 89 | 57 | 9.5
AR0044211 | 35 | 54 | 59 | 90 | 40 | 34
AR0044237 | 35 | 48 | 25 | 89 | 56 | 39
AR0044270 (001) | 33 | 56 | 20.2 | 93 | 15 | 4
AR0044270 (002) | 33 | 55 | 49.2 | 93 | 15 | 30.8
AR0044300 | 36 | 24 | 13.75 | 93 | 42 | 58.07
AR0044385 | 35 | 27 | 4 | 94 | 17 | 59
AR0044393 | 34 | 37 | 13.2 | 92 | 22 | 56
AR0044415 | 34 | 28 | 28.8 | 91 | 25 | 1.2
AR0044423 | 34 | 42 | 5 | 93 | 3 | 40
AR0044521 | 35 | 52 | 4 | 90 | 38 | 4
AR0044547 | 34 | 29 | 31.5 | 92 | 37 | 39.9
AR0044580 | 35 | 35 | 44 | 92 | 17 | 57
AR0044598 | 34 | 57 | 4.33 | 92 | 9 | 32.26
AR0044601 | 34 | 40 | 24.2 | 92 | 15 | 18.9
AR0044610 | 34 | 36 | 1.5 | 92 | 19 | 35.7
AR0044628 | 34 | 43 | 0.4 | 92 | 29 | 38.7
AR0044636 | 35 | 18 | 35 | 93 | 54 | 57
AR0044661 | 35 | 6 | 46 | 90 | 18 | 6
AR0044679 | 35 | 1 | 13 | 94 | 22 | 37
AR0044695 | 35 | 8 | 8 | 90 | 29 | 23
AR0044709 | 33 | 30 | 28 | 93 | 57 | 7
AR0044717 | 35 | 7 | 43 | 92 | 51 | 15
AR0044725 | 35 | 25 | 40 | 93 | 48 | 12
AR0044733 | 33 | 16 | 54 | 92 | 40 | 21
AR0044750 | 34 | 50 | 47.71 | 92 | 19 | 53.7
AR0044814 | 34 | 22 | 30 | 93 | 33 | 44
AR0044822 | 35 | 11 | 56 | 91 | 41 | 16
AR0044881 | 34 | 36 | 46 | 92 | 27 | 48
AR0044890 | 35 | 8 | 47.6 | 90 | 17 | 33.2
AR0044920 | 35 | 31 | 13 | 92 | 10 | 26.84
AR0044938 | 35 | 26 | 10 | 94 | 22 | 30
AR0044954 | 35 | 15 | 1 | 91 | 14 | 44
AR0044997 | 35 | 5 | 10 | 92 | 20 | 0
AR0045021 | 35 | 24 | 15 | 90 | 16 | 24
AR0045047 | 34 | 39 | 17 | 93 | 3 | 33
AR0045063 | 35 | 28 | 7 | 94 | 17 | 5
AR0045071 | 35 | 3 | 46 | 92 | 25 | 24.5
AR0045128 | 34 | 30 | 38 | 93 | 12 | 20
AR0045144 | 33 | 49 | 18 | 93 | 55 | 2
AR0045225 | 35 | 37 | 59 | 91 | 11 | 11
AR0045284 | 35 | 48 | 7.9 | 90 | 56 | 15.3
AR0045357 | 35 | 57 | 36 | 91 | 45 | 18
AR0045365 | 35 | 14 | 31 | 94 | 19 | 17
AR0045373 | 34 | 40 | 6.4 | 90 | 49 | 46.1
AR0045403 | 35 | 8 | 3 | 90 | 28 | 58
AR0045411 | 34 | 10 | 32.7 | 93 | 3 | 55.5
AR0045471 | 34 | 44 | 32 | 92 | 30 | 0
AR0045489 | 36 | 26 | 11 | 90 | 16 | 17
AR0045535 | 33 | 10 | 36 | 93 | 37 | 8
AR0045551 | 34 | 0 | 10 | 93 | 11 | 2
AR0045560 | 34 | 44 | 33 | 92 | 26 | 27
AR0045578 | 34 | 50 | 13 | 90 | 36 | 46
AR0045608 | 34 | 49 | 0 | 92 | 12 | 30
AR0045624 | 34 | 26 | 19.8 | 93 | 12 | 45.1
AR0045683 | 35 | 22 | 4 | 93 | 20 | 45
AR0045691 | 35 | 20 | 10 | 93 | 17 | 9
AR0045799 | 35 | 1 | 36.6 | 94 | 7 | 13
AR0045829 | 34 | 39 | 8 | 93 | 3 | 26
AR0045837 | 36 | 7 | 44 | 90 | 30 | 8
AR0045888 | 33 | 54 | 52 | 91 | 45 | 40
AR0045934 | 35 | 27 | 35 | 90 | 15 | 16
AR0045977 | 35 | 56 | 16 | 89 | 43 | 2
AR0046051 | 34 | 39 | 9 | 92 | 29 | 1
AR0046060 | 34 | 38 | 40 | 92 | 13 | 18
AR0046078 | 35 | 35 | 4 | 92 | 14 | 36
AR0046086 | 34 | 50 | 30 | 92 | 20 | 7
AR0046116 | 33 | 2 | 45 | 92 | 10 | 40
AR0046141 | 34 | 35 | 50 | 93 | 0 | 45
AR0046256 | 35 | 4 | 45 | 93 | 31 | 52
AR0046272 | 35 | 31 | 43 | 90 | 8 | 6
AR0046299 | 34 | 46 | 22 | 92 | 10 | 57
AR0046302 | 34 | 39 | 20 | 92 | 26 | 42
AR0046311 | 34 | 57 | 51 | 92 | 4 | 19
AR0046345 | 33 | 35 | 4 | 93 | 39 | 2
AR0046396 | 35 | 19 | 16 | 93 | 10 | 22
AR0046418 | 33 | 15 | 8 | 93 | 29 | 49.5
AR0046469 | 34 | 28 | 32 | 91 | 27 | 23
AR0046477 | 33 | 57 | 16.2 | 91 | 49 | 17.1
AR0046523 | 35 | 55 | 41 | 89 | 45 | 7
AR0046566 | 36 | 4 | 7.5 | 90 | 58 | 21.7
AR0046591 | 34 | 46 | 0 | 92 | 13 | 0
AR0046604 | 35 | 33 | 47 | 91 | 6 | 49
AR0046612 | 33 | 54 | 25 | 92 | 48 | 45
AR0046639 | 36 | 27 | 30 | 94 | 26 | 38
AR0046663 | 35 | 54 | 23 | 89 | 47 | 5
AR0046671 | 33 | 27 | 0 | 93 | 59 | 0
AR0046680 | 35 | 44 | 25 | 91 | 29 | 48
AR0046698 | 34 | 9 | 56.4 | 92 | 35 | 22.7
AR0046710 | 34 | 41 | 9 | 92 | 14 | 52
AR0046752 | 34 | 55 | 34.7 | 91 | 6 | 29.4
AR0046761 | 35 | 7 | 13.1 | 90 | 32 | 46.8
AR0046779
AR0046787 | 34 | 31 | 40 | 94 | 22 | 58
AR0046795 | 33 | 27 | 58 | 93 | 59 | 33
AR0046817 | 34 | 27 | 14 | 92 | 43 | 44
AR0046868 | 34 | 50 | 0 | 92 | 22 | 0
AR0046922 | 36 | 8 | 37 | 91 | 9 | 30
AR0046957 | 35 | 1 | 36.44 | 92 | 38 | 32.13
AR0046973 | 33 | 11 | 47.8 | 93 | 12 | 35.6
AR0046981 | 35 | 54 | 56 | 90 | 41 | 43
AR0047031 | 35 | 52 | 15 | 91 | 45 | 15
AR0047112 | 35 | 17 | 42 | 92 | 24 | 5
AR0047121 | 35 | 4 | 2 | 92 | 9 | 51
AR0047139 | 33 | 55 | 19 | 92 | 51 | 5
AR0047180 | 33 | 41 | 29 | 93 | 31 | 12
AR0047198 | 36 | 9 | 19 | 91 | 8 | 35
AR0047261 | 34 | 37 | 8 | 92 | 21 | 58
AR0047279 | 35 | 3 | 25 | 92 | 32 | 39
AR0047309 | 34 | 52 | 8 | 92 | 8 | 31
AR0047350 | 33 | 40 | 23 | 91 | 48 | 26
AR0047368 | 33 | 12 | 14 | 92 | 36 | 31
AR0047384 | 33 | 9 | 46 | 92 | 26 | 52
AR0047406 | 35 | 48 | 10 | 91 | 37 | 28
AR0047431 | 34 | 29 | 18.8 | 92 | 43 | 31.7
AR0047449 | 34 | 42 | 4 | 92 | 5 | 47
AR0047457 | 35 | 27 | 0 | 92 | 23 | 44
AR0047490 | 35 | 15 | 41 | 90 | 13 | 32
AR0047503 | 34 | 4 | 33 | 92 | 33 | 9
AR0047520 | 35 | 4 | 21 | 92 | 15 | 15
AR0047546 | 33 | 53 | 14 | 93 | 12 | 36
AR0047554 | 35 | 0 | 50.6 | 91 | 58 | 12.76
AR0047589 | 34 | 47 | 14 | 91 | 25 | 54
AR0047597 | 35 | 38 | 6 | 91 | 25 | 57
AR0047619 | 36 | 21 | 0 | 93 | 31 | 30
AR0047635 | 33 | 15 | 29 | 93 | 18 | 50
AR0047643 | 35 | 4 | 32 | 92 | 45 | 19
AR0047686 | 35 | 23 | 25 | 93 | 38 | 33
AR0047732-001 | 33 | 36 | 7 | 91 | 46 | 58
AR0047732-002 | 33 | 36 | 7 | 91 | 47 | 6
AR0047813 | 33 | 11 | 42.3 | 92 | 45 | 37
AR0047830 | 33 | 21 | 27 | 92 | 0 | 36
AR0047856 | 34 | 7 | 0 | 93 | 2 | 15
AR0047872 | 33 | 56 | 49 | 91 | 50 | 54
AR0047902 | 34 | 11 | 2.6 | 92 | 35 | 44.6
AR0047911 | 36 | 24 | 15 | 90 | 35 | 0
AR0047929 | 34 | 45 | 20 | 92 | 18 | 15
AR0047945 | 33 | 15 | 15 | 93 | 9 | 0
AR0047953 | 33 | 19 | 56 | 93 | 18 | 12
AR0047996 | 34 | 9 | 55 | 94 | 19 | 31
AR0048011 | 35 | 13 | 31 | 93 | 2 | 32
AR0048020 | 34 | 14 | 39 | 92 | 55 | 16
AR0048046 | 33 | 38 | 30 | 92 | 48 | 36
AR0048054 | 33 | 23 | 52 | 93 | 17 | 12
AR0048071 | 36 | 26 | 58 | 90 | 43 | 1
AR0048097 | 33 | 8 | 58 | 91 | 57 | 32
AR0048119 | 35 | 7 | 30 | 92 | 32 | 19
AR0048151 | 35 | 10 | 9.7 | 90 | 26 | 41.5
AR0048194 | 34 | 40 | 8 | 93 | 3 | 53
AR0048232 | 35 | 3 | 56 | 94 | 14 | 39
AR0048241 | 34 | 18 | 25 | 93 | 12 | 18
AR0048267 | 35 | 28 | 55.36 | 93 | 49 | 7.91
AR0048275 | 34 | 36 | 32 | 93 | 41 | 49
AR0048305 | 33 | 21 | 31.3 | 93 | 31 | 27.87
AR0048313 | 34 | 32 | 45 | 91 | 47 | 30
AR0048356 | 33 | 31 | 58 | 93 | 48 | 2
AR0048381 | 33 | 17 | 38 | 92 | 56 | 50
AR0048399 | 34 | 33 | 0 | 92 | 17 | 51
AR0048402 | 35 | 52 | 27 | 90 | 43 | 45
AR0048411 | 33 | 38 | 47 | 94 | 6 | 45
AR0048445 | 34 | 18 | 59 | 92 | 38 | 7
AR0048461 | 33 | 10 | 27 | 92 | 44 | 19
AR0048488 | 35 | 59 | 12 | 91 | 17 | 39
AR0048542 | 34 | 47 | 43.59 | 92 | 21 | 24.66
AR0048551 | 33 | 59 | 19.7 | 93 | 20 | 35
AR0048569 | 34 | 57 | 57 | 92 | 2 | 31
AR0048593 | 33 | 57 | 15 | 94 | 11 | 57
AR0048615 | 34 | 25 | 51 | 92 | 56 | 58
AR0048623 | 35 | 9 | 5 | 92 | 43 | 0
AR0048631 | 36 | 27 | 41 | 92 | 26 | 20
AR0048640 | 35 | 1 | 52 | 93 | 12 | 57
AR0048658 | 35 | 44 | 15 | 90 | 41 | 30
AR0048682 | 35 | 1 | 33 | 92 | 25 | 5
AR0048691 | 33 | 30 | 13.7 | 94 | 1 | 17.4
AR0048712 | 36 | 18 | 25 | 91 | 13 | 10
AR0048747 | 35 | 34 | 53.4 | 92 | 29 | 2.04
AR0048755 | 34 | 26 | 35 | 93 | 1 | 33
AR0048763 | 34 | 25 | 38 | 92 | 53 | 38
AR0048798 | 36 | 23 | 1 | 92 | 10 | 27
AR0048801 | 35 | 20 | 45 | 94 | 15 | 59
AR0048810 | 33 | 36 | 54.4 | 93 | 49 | 14.8
AR0048836 | 35 | 34 | 43.52 | 92 | 26 | 50.26
AR0048844 | 36 | 29 | 22 | 93 | 18 | 12
AR0048852 | 35 | 9 | 21 | 93 | 38 | 39
AR0048879 | 35 | 4 | 5.59 | 92 | 22 | 20.32
AR0048895 | 34 | 43 | 5.22 | 92 | 10 | 27.22
AR0048909 | 36 | 12 | 32 | 90 | 31 | 28
AR0048968 | 34 | 53 | 17 | 92 | 21 | 29
AR0048992 | 35 | 42 | 45 | 91 | 37 | 49
AR0049000 | 33 | 11 | 13 | 92 | 55 | 59
AR0049026 | 33 | 54 | 47 | 92 | 49 | 46
AR0049034 | 33 | 58 | 31 | 94 | 12 | 33
AR0049042 | 34 | 39 | 1.12 | 92 | 27 | 4.65
AR0049051 | 34 | 42 | 41.2 | 92 | 26 | 21.3
AR0049069 | 35 | 47 | 40 | 91 | 36 | 25
AR0049077 | 35 | 21 | 50 | 92 | 27 | 30
AR0049115 | 34 | 31 | 19 | 93 | 0 | 39
AR0049123 | 33 | 18 | 9 | 92 | 57 | 4
AR0049131 | 34 | 40 | 45 | 92 | 22 | 40
AR0049140 | 33 | 18 | 6 | 92 | 35 | 17
AR0049166 | 35 | 56 | 57 | 89 | 43 | 41
AR0049182 | 33 | 12 | 34 | 92 | 42 | 50
AR0049191 | 36 | 28 | 50 | 93 | 17 | 25
AR0049204 | 33 | 45 | 47 | 92 | 22 | 11.3
AR0049212 | 35 | 25 | 19.84 | 93 | 43 | 50.52
AR0049247 | 34 | 25 | 14 | 94 | 24 | 34
AR0049255 | 34 | 34 | 55 | 92 | 9 | 40
AR0049263 | 34 | 20 | 2.4 | 93 | 33 | 56.5
AR0049301 | 35 | 6 | 35 | 92 | 5 | 20.4
AR0049310 | 34 | 22 | 54 | 91 | 7 | 56
AR0049328 | 34 | 36 | 32 | 92 | 52 | 1
AR0049344 | 34 | 59 | 39 | 93 | 19 | 39
AR0049352 | 34 | 28 | 33.23 | 91 | 24 | 40.56
AR0049361 | 35 | 8 | 25 | 92 | 33 | 0
AR0049409 | 35 | 19 | 20 | 90 | 47 | 57
AR0049417 | 34 | 18 | 10 | 92 | 55 | 2
AR0049425 | 35 | 51 | 28 | 90 | 1 | 35
AR0049476 | 35 | 14 | 13.96 | 90 | 47 | 10.46
AR0049522 | 34 | 36 | 57 | 92 | 31 | 10
AR0049531 | 34 | 53 | 27 | 90 | 17 | 37
AR0049557 | 35 | 39 | 46 | 89 | 56 | 10
AR0049581 | 34 | 18 | 42 | 92 | 8 | 40
AR0049603 | 35 | 26 | 19 | 91 | 8 | 22
AR0049611 | 34 | 25 | 49 | 92 | 50 | 0
AR0049620 | 35 | 10 | 39 | 92 | 19 | 56
AR0049646 | 33 | 44 | 36 | 92 | 40 | 1
AR0049701 | 36 | 12 | 53 | 91 | 55 | 3
AR0049743 | 33 | 17 | 31 | 92 | 28 | 14
AR0049751 | 34 | 13 | 9.8 | 92 | 29 | 35.6
AR0049786 | 34 | 33 | 37 | 92 | 30 | 18
AR0049794 | 34 | 28 | 1 | 92 | 49 | 16
AR0049808 | 35 | 25 | 54.5 | 94 | 22 | 33.4
AR0049832 | 35 | 5 | 9 | 92 | 21 | 58
AR0049859 | 35 | 22 | 18 | 91 | 50 | 5
AR0049867 | 36 | 20 | 58 | 93 | 34 | 5
AR0049875 | 34 | 58 | 56.4 | 92 | 5 | 13.5
AR0049891 | 33 | 36 | 35.26 | 92 | 45 | 47.45
AR0049905 | 33 | 30 | 43 | 94 | 57 | 1
AR0049913 | 35 | 20 | 3 | 92 | 4 | 56
AR0049956 | 34 | 40 | 18 | 92 | 15 | 51
AR0049972 | 35 | 7 | 15 | 92 | 55 | 50
AR0049999 | 35 | 0 | 8 | 92 | 36 | 54
AR0050008 | 33 | 16 | 43 | 91 | 13 | 24
AR0050024 | 36 | 11 | 54 | 94 | 19 | 52
AR0050075 | 34 | 40 | 40 | 92 | 15 | 46
AR0050083 | 35 | 53 | 45.3 | 89 | 46 | 43.3
AR0050091 | 33 | 15 | 18 | 91 | 13 | 31
AR0050105 | 33 | 38 | 54 | 92 | 46 | 55
AR0050113 | 34 | 28 | 59 | 92 | 20 | 55
AR0050121 | 35 | 8 | 50 | 90 | 17 | 32
AR0050130 | 34 | 41 | 14 | 92 | 27 | 10
AR0050148 | 34 | 25 | 14.2 | 93 | 11 | 58.4
AR0050156 | 35 | 6 | 35 | 92 | 5 | 13
AR0050164 | 35 | 12 | 39 | 90 | 12 | 17
AR0050181 | 34 | 37 | 20 | 92 | 27 | 7
AR0050199 | 35 | 27 | 40 | 94 | 16 | 49
AR0050202 | 34 | 45 | 13 | 92 | 42 | 1
AR0050245 | 34 | 50 | 20 | 92 | 33 | 36
AR0050253 | 35 | 5 | 9 | 92 | 20 | 3
AR0050261 | 36 | 15 | 39 | 91 | 33 | 44
AR0050270 | 34 | 34 | 39 | 92 | 30 | 20
AR0050288 | 36 | 3 | 41 | 94 | 14 | 13
AR0050296 | 33 | 17 | 31 | 92 | 28 | 14
AR0050300 | 33 | 26 | 39 | 92 | 10 | 44
AR0050326 | 34 | 33 | 11 | 92 | 38 | 36
AR0050334 | 34 | 56 | 22 | 92 | 25 | 38
AR0050393 | 34 | 53 | 2 | 92 | 29 | 50
AR0050423 | 35 | 14 | 37 | 90 | 44 | 22
AR0050431 | 35 | 15 | 40 | 94 | 25 | 10
AR0050440 | 35 | 13 | 39 | 92 | 21 | 34
AR0050458 | 34 | 36 | 55.7 | 93 | 2 | 20
AR0050466 | 35 | 8 | 30 | 92 | 23 | 55
AR0050474 | 35 | 3 | 38 | 92 | 25 | 44
AR0050482 | 33 | 32 | 10 | 92 | 48 | 40
AR0050491 | 35 | 7 | 15 | 92 | 24 | 37
AR0050504 | 34 | 46 | 45 | 92 | 33 | 25
AR0050512 | 34 | 27 | 16 | 92 | 53 | 56
AR0050521 | 34 | 43 | 22 | 92 | 28 | 23
AR0050539 | 34 | 42 | 41 | 92 | 33 | 24
AR0050547 | 34 | 48 | 58 | 92 | 23 | 52
AR0050563 | 34 | 31 | 34 | 92 | 41 | 26
AR0050571 | 35 | 1 | 31 | 92 | 24 | 38
AR0050580 | 33 | 6 | 10 | 91 | 15 | 22
AR0050598 | 35 | 10 | 29 | 92 | 24 | 44
AR0050601 | 33 | 34 | 28 | 92 | 15 | 57
AR0050628 | 34 | 29 | 38 | 92 | 20 | 44
AR0050636 | 34 | 37 | 8 | 92 | 24 | 2
AR0050644 | 34 | 30 | 22 | 93 | 11 | 14
AR0050652 | 36 | 21 | 38 | 94 | 10 | 57
AR0050661 | 33 | 37 | 28 | 92 | 19 | 49
AR0050679 | 34 | 41 | 26 | 92 | 20 | 15
AR0050687 | 34 | 54 | 42 | 92 | 11 | 44
AR0050717 | 35 | 4 | 52 | 92 | 16 | 44
AR0050725 | 35 | 32 | 17 | 94 | 13 | 50
AR0050733 | 34 | 37 | 51 | 93 | 3 | 31
AR0050741 | 35 | 43 | 40 | 90 | 16 | 10
AR0050750 | 34 | 35 | 49 | 93 | 0 | 25
AR0050768 | 35 | 12 | 41.2 | 92 | 25 | 10.3
AR0050776 | 35 | 55 | 44 | 89 | 46 | 2
AR0050784 | 35 | 40 | 52 | 91 | 37 | 22
AR0050792 | 35 | 5 | 0.8 | 92 | 20 | 41.6
AR0050806 | 34 | 36 | 37 | 93 | 10 | 34
AR0050814 | 34 | 54 | 35.7 | 91 | 58 | 57.9
AR0050822 | 34 | 58 | 45.13 | 92 | 9 | 0
AR0050831 | 34 | 38 | 12 | 92 | 4 | 37
AR0050849 | 34 | 48 | 57.2 | 92 | 23 | 25.7
AR0050857 | 33 | 20 | 22 | 93 | 42 | 30
AR0050865 | 36 | 23 | 49 | 52 | 31 | 40
AR0050873 | 35 | 5 | 33 | 92 | 0 | 56
AR0050881 | 35 | 45 | 32 | 90 | 43 | 24
AR0050890 | 34 | 42 | 56 | 92 | 28 | 48
AR0050903 | 35 | 1 | 36.46 | 92 | 10 | 57.39
AR0050911 | 35 | 24 | 46 | 91 | 27 | 30
AR0050920 | 35 | 39 | 26 | 89 | 58 | 5
AR0050938 | 35 | 27 | 3.69 | 94 | 17 | 59.22
AR0050946 | 35 | 19 | 40 | 93 | 15 | 53
AR0050954 | 36 | 2 | 14 | 90 | 35 | 7
AR0050971 | 34 | 39 | 2 | 92 | 18 | 30.5
AR0050989 | 33 | 4 | 16 | 91 | 34 | 38
AR0051004 | 33 | 8 | 50 | 93 | 34 | 43.5
AR0051021 | 34 | 37 | 37.3 | 92 | 10 | 22.4
AR0051047 | 36 | 20 | 20 | 90 | 12 | 41
AR0051055 | 33 | 26 | 54 | 92 | 10 | 59
AR0051063 | 35 | 0 | 47 | 90 | 41 | 13
AR0051080 | 35 | 14 | 26.3 | 94 | 26 | 0.9
AR0051101 | 34 | 15 | 31 | 93 | 28 | 39
AR0051144 | 34 | 46 | 44.56 | 92 | 33 | 25.91
AR0051152 | 35 | 6 | 28.17 | 92 | 20 | 16.81
AR0051161 | 34 | 13 | 55 | 93 | 41 | 41.1
AR0051179 | 36 | 29 | 14.6 | 94 | 28 | 10.1
AR0051187 | 33 | 50 | 6 | 93 | 23 | 29
AR0051209 | 36 | 22 | 43 | 92 | 16 | 12
AR0051225 | 36 | 24 | 1.4 | 92 | 15 | 26
AR0051241 | 33 | 41 | 20.7 | 93 | 7 | 2
AR0051268 | 35 | 18 | 16.7 | 92 | 24 | 14
AR0051357 | 35 | 4 | 38 | 92 | 42 | 54
AR0051373 | 34 | 37 | 32.56 | 92 | 18 | 51.14
AR0051390 | 35 | 5 | 46.7 | 91 | 52 | 54.8
AR0051403 | 35 | 20 | 22 | 92 | 4 | 23
AR0051471 - 001 | 35 | 22 | 41.06 | 93 | 31 | 52.1
AR0051471 - 002 | 35 | 22 | 40.5 | 93 | 31 | 52.2
AR0051594 | 35 | 9 | 0 | 91 | 36 | 55
AR0051713 | 34 | 31 | 18.3 | 92 | 37 | 56.6
AR0051756 | 35 | 22 | 54 | 92 | 21 | 48
AR0051764 - 001 | 34 | 55 | 38 | 92 | 26 | 34
AR0051764 - 002 | 34 | 55 | 36 | 92 | 26 | 30
AR0051799 | 34 | 49 | 53 | 91 | 58 | 52
AR0051829 | 34 | 38 | 2.88 | 93 | 3 | 37.44
AR0051837 | 36 | 22 | 57 | 92 | 18 | 46
AR0051845 | 34 | 42 | 25 | 90 | 41 | 45
AR0051985 | 33 | 43 | 10.29 | 91 | 20 | 18.19
AR0052001 | 34 | 54 | 54.21 | 91 | 59 | 44.42
Note on A311: Amy Beck: Outfall 002
Note on A312: Amy Beck: Outfall 003
Note on A798: Amy Beck: fka AR0022144

## EFFLUENT_LIMITS.LIS
NPDES# | Facility Name | Receiving Stream | Annual 7Q10 (cfs) | Nov-Apr 7Q10 (cfs) | Seg | County | Q mgd | Monthly Average Critical Limits (May-Oct.) (mg/L) | [5 empty] | Monthly Average Seasonal Limits (mg/L) | [6 empty] | Justification Code | Drainage Area (mi2) | REMARKS | Most Recent 208 Update Public Notice Date | Most Recent Date Sent to EPA for Tech. Accept. | Most Recent EPA Tech. Acceptance Date | Most Recent Governor Cert. Date | Most Recent EPA Formal Approval Date |  |  |  |  | TMDL based limits | Changes Prompting Gov Cert
[8 empty] | CBOD5 | TSS | NH3N | DO (Inst. Min.) | TP |  | CBOD5 | TSS | NH3N | NH3N | DO (Inst. Min.) | TP | TRC (Inst. Max)
[13 empty] | TRC (Inst. Max) | (Nov. - Apr.) | (Nov. - Apr.) | (Nov. - Mar.) | (Apr.) | (Nov. - Apr.) | (Nov. - Apr.) | (Nov. - Apr.) | [8 empty] | HUC | Reach | HUC+Reach | TMDL Issued
40266 | 145th St. Water & SID # 345 | Cane Creek/Fish Creek | 0 |  | 3C | Pulaski | 0.1 | 15 | 15 | 4 | 5 |  |  | 20 | 20 | 3 | 3 | 6 |  |  | 3 | 6.2 | Modeling analysis dated 3/24/2021. | 51110 | 51107 | 60323 | 170920 | 171102 | 11110207 | 26 | 11110207+26 | #VALUE!
AR0052728 (terminated) | 67 Pit Stop, LLC | Un. Trib / Waggle Creek | 0 |  | 2F | Clark | 0.002 | 10 | 15 | 10 | 2 |  |  | 10 | 15 | 13 | 6.1 | 5 |  |  | 3 | 0.1 | Modeling analysis dated 3/8/2017. Permit terminated in 2022. Limits shown for reference purposes only. | 170503 |  |  | 230206 | 230310 | 8040103 | 2 | 8040103+002 | #VALUE!
39250 | Arkansas 4-H Education Center | Ferndale Creek | 0 |  | 3C | Pulaski | 0.06 | 25 | 30 | 8 | 4 |  | 0.011 | Year-round | [5 empty] | 0.011 | 3 | 4 | Modeling analysis dated 9/7/2018 includes Ferncliff Camp and Conference Center (AR0036421) | 110315 | 110111 | 110121 | 230206 | Approval Pending | 11110207 | 21 | 11110207+21 | #VALUE!
AR0037834 (terminated) | Riceland Foods, Inc.-Waldenburg | Unnamed trib/Bayou DeView | 0 |  | 4B | Poinsett | 0.002 | 20 | 20 | 5 | 3 |  |  | 20 | 20 | 12 | 5.2 | 5 |  |  | 3 | <10 | Modeling analysis dated 11/13/2019. Permit terminated in 2023. Limits shown for reference purposes only. | 90817 | 90731 | 91029 | 140113 | 140327 | 8020302 | 74 | 8020302+74 | #VALUE!
45691 | ARDOT - Big Piney West Rest Area | Un. Trib./Lake Dardanelle | 0 |  | 3H | Pope | 0.01 | 10 | 15 | 5 |  | m |  | 10 | 15 | 10 |  |  | m |  | 4 | <10 |  | 910220 | 910214 | 910612 | 140113 | 140327 |  |  | + | #VALUE!
44270 | ARDOT - Gurdon West Rest Area (outfalls 001 and 002) | Un. Trib./Boggy Creek | 0 |  | 2G | Clark | 0.015 | 15 | 30 | 7 | 2 |  | 0.011 | 30 (BOD5) | 30 |  |  | 5 |  | 0.011 | 3 | 0.59 | Modeling analysis dated 3/10/2017. This facility has 2 outfalls with design flow of 0.0075 mgd each (0.015 mgd total for both outfalls) | 220717 | 90902 | 100305 | 230206 | 230310 | 8040103 | 7 | 8040103+7 | #VALUE!
45799 | ARDOT - Waldron Rest Area and Comfort Station | Un. Trib./Petit Jean River | 0 |  | 3G | Scott | 0.01 | 10 | 15 | 5 | 2 |  |  | 10 | 15 | 10 | 5.6 | 5 |  |  | 4 | <10 | Modeling analysis dated 6/8/2021. | 110615 | 910214 | 910612 | 140113 | 140327 | 11110204 | 13 | 11110204+13 | #VALUE!
50580 | Alabama Catfish, Inc. dba Harvest Select Catfish | Bayou Macon | 34.8 |  | 2A | Chicot | 0.4 | 25 | 30 | 8 | 6 |  |  | 25 | 30 | 15 | 15 | 2 |  |  | 3 | 500 | fka AR0042838, Segmented with Eudora (AR0033839) | 111221 | 110919 | 111114 | 140113 | 140327 | 8050002 | 3 | 8050002+3 | #VALUE!
AR0038857 | Albemarle-South (Outfall 004) | Trib/Horsehead Creek | 0 |  | 1A | Columbia | 1.47 | [15 empty] | Added to WQMP in 2014 to include WLA for Total Lead from 2012 TMDL. | 130301 | 130614 |  | 151013 | 160413 | 11140203 | 21 | 11140203+21 | Yes | Total Lead: 3.41 ug/L and 0.0677 lb/day | Facility flow updated.
AR0047635 | Albemarle-West | Trib/Dismukes Branch | 0 |  | 1A | Columbia | 0.452 | [15 empty] | Added to WQMP in 2014 to include WLA for Total Lead from 2012 TMDL. | 130301 | 220421 | 220506 | 151013 | 160413 | 11140203 | 923 | 11140203+923 | Yes | Total Lead: 2.67 ug/L and 0.0101 lb/day
50491 | Oak Hill Utility Operating Company, LLC d/b/a North Hills Subdivision WWTP | East Fork Cadron Creek | 0 |  | 3D | Faulkner | 0.065 | 10 | 15 | 3 | 6 | Report | 0.011 | 10 | 15 | 6 | 5.6 | 2 | Report | 0.011 | 3 | 287 | Modeling analysis dated 5/5/2020 includes AR0050466 and AR0050491. | 240128 | 51107 | 60323 | 240701 | 240802 | 11110205 | 2 | 11110205+2 | #VALUE!
39675 | Alicia | Black Spice Ditch/Village Creek | 0 |  | 4C | Lawrence | 0.03 | 10 | 15 | 3 | 6 |  |  | 10 | 15 | 6 | 5.2 | 6 |  |  | 3 | 6 | Modeling analysis dated 7/6/2022. | 120215 | n/a | n/a | 140113 | 140327 | 11010013 | 12 | 11010013+12 | Yes
21466 | Alma | Arkansas River | 878 | 1180 | 3H | Crawford | 1.75 | 30 (BOD5) | 30 |  | 2 |  | 0.39 | 30 (BOD5) | 30 |  |  | 2 |  | 0.39 | 3 | 150000 | See MultiSMP Model dated 10/23/2012 named ARKR7_C6.SMP and ARKR7_P6.SMP | 240317 | 240209 | 240417 | 240701 | 240802 | 11110201 | 16 | 11110201+16 | #VALUE!
43761 | Almyra | Un. Trib./Mill Bayou | 0 |  | 3B | Arkansas | 0.05 | 15 | 15 | 4 | 5 |  |  | 15 | 15 | 11 | 5.2 | 5 |  |  | 3 | 0.22 | Modeling analysis dated 9/19/2018. | 80915 | 880720 |  | 140113 | 140327 | 8020402 | 2 | 8020402+2 | #VALUE!
50245 | The Alotian Club, LLC | Nowlin Creek | 0 |  | 3C | Pulaski | 0.02 | 10 | 15 | 2 | 6 |  |  | 10 | 15 | 10 | 5.2 | 6 |  |  | 3 | >10 | Modeling analysis dated 2/5/2020 | 231210 | 90925 |  | 240701 | 240802 | 11110207 | 20 | 11110207+20 | #VALUE!
AR0053155 | Alpena | Long Creek | 0.93 | 1.32 | 4K | Carroll | 0.06 | 20 | 20 | 5 | 5 | 0.5 |  | 20 | 20 | 12 | 12 | 5 | 0.5 |  | 3 | 73 | Modeling analysis dated 11/25/2015 | 2020-05-05 |  |  | 210830 | 210928 | 11010001 | 56 | 11010001+56 | #N/A
34771 | Altheimer | Arkansas River | 819 | 1440 | 3C | Jefferson | 0.15 | 30 (BOD5) | 90 |  | 2 |  |  | Year-round | [6 empty] | 3 | 158000 | Modeling analysis dated 9/2/2015 | 100714 | 151120 | 151224 | 101015 | 101209 | 11110207 | 1 | 11110207+1 | #VALUE!
44725 | Altus | Arkansas River | 878 | 1180 | 3H | Franklin | 0.07 | 30 (BOD5) | 90 |  | 2 |  |  | Year-round | [6 empty] | 3 | 150547 | Modeling analysis dated 8/31/2009 includes AR0048267, AR0021563, AR0047686, AR0042455, AR0044725 | 91021 | 90925 |  | 91231 | 140616 | 11110202 | 38 | 11110202+38 | #VALUE!
46604 | Amagon | Un. Trib./Cache River | 0 |  | 4B | Jackson | 0.016 | 20 | 20 | 5 | 3 |  |  | 20 | 20 | 12 | 5.2 | 2 |  |  | 3 | <10 | Modeling analysis dated 7/23/2019 | 80815 | 80702 | 80711 | 190205 | 190308 | 8020302 | 20 | 8020302+20 | #VALUE!
AR0000434 | LB AmFuel, LLC | Un. Trib/Big Creek | 0 |  | 1A | Columbia | variable | [15 empty] | WQMP Summary Sheet dated May 20, 2019. | 200819 |  |  | 210830 | 210928 | 11140203 | 923 | 11140203+923 | Yes | Total Lead: 2.67 ug/L (each outfall) and 0.0009 lb/day (total from both outfalls)
51101 | Amity | Little Antoine Creek | 0 |  | 2G | Clark | 0.15 | 30 (BOD5) | 45 |  | 6.5 |  |  | 30 (BOD5) | 45 |  |  | 6 |  |  | 3 | <10 | Modeling analysis dated 7/8/2019. | 140509 | 190813 | 190906 | 151013 | 160413 | 8040103 | 10 | 8040103+10 | #VALUE!
38679 | Tiny Acres, LLC | Un. Trib./Bear Creek | 0 |  | 5B | Cross | 0.013 | 10 (BOD5) | 15 |  | 2 |  |  | Year-round | [6 empty] | 4 | 5.6 | Modeling analysis dated 5/12/2022. | 230101 | 160211 | 160301 | 151013 | 160413 | 8020205 | 901 | 8020205+901 | yes | FCB: 492.1 E+06 col/day
46957 | Anne Watson Elementary School | Un. Trib./Mill Creek | 0 |  | 3E | Perry | 0.006 | 15 | 20 | 6 | 2 |  |  | 15 | 20 | 12 | 5.6 | 2 |  |  | 3 | <10 | Modeling analysis dated 7/19/1993 | 90211 | 81209 | 90102 | 91231 | 140616 | 11110206 | 1 | 11110206+1 | #VALUE!
47384 | Anthony Forest Products Company, LLC - Canfor Southern Pine Urbana Sawmill | Un. Trib./North Lapile Creek | 0 |  | 2D | Union | 0.07 | 30 (BOD5) | 35 |  | 2 |  |  | Year-round | [7 empty] | <10 | Modeling analysis dated 2/15/2017. | 120315 | 20422 | Default | 140113 | 140327 | 8040202 | 5 | 8040202+5 | #VALUE!
47546 | Anthony Timberlands, Inc. - Beirne | Little McNeeley Creek | 0 |  | 2G | Clark | variable | 50 (BOD5) | 50 |  | 2 |  |  | 50 (BOD5) | 50 |  |  | 3 |  |  | 3 | 0.91 | Discharge occurs following storm events. Modeling analysis dated 10/5/2010. | 101115 | 101025 | 110121 | 140113 | 140327 | 8040103 | 7 | 8040103+7 | #VALUE!
AR0048381 | Anthony Timberlands, Inc. - Mount Holly | Un. Trib/Beech Creek | 0 |  | 2E | Union | variable | 30 (BOD5) | 35 |  | 2 |  |  | 26 (BOD5) | 35 |  |  | 5 |  |  | 3 | 0.52 | Modeling analysis dated 2/7/2024 uses worst case dilution ratio derived from a January 2024 hydrological study. | 240428 | 240320 | 240409 |  |  | 8040201 | 7 | 8040201+7 | #N/A |  | Facility and limits added.
50806 | Arkansas Conference Association of Seventh Day Adventists d/b/a Camp Yorktown Bay | Lake Ouachita | 0 |  | 2F | Garland | 0.006 | 10 | 15 | 5 | 6 | Report | <0.1 | 10 | 15 | 10 | 5.2 | 6 | Report | <0.1 | 4 | >10 | WQMP Summary report dated 11/3/2023. | 240512 | 70707 | 71010 | 190205 | 190308 | 8040101 | 4063 | 8040101+4063 | #VALUE! |  | Existing TRC limit added.
44016 | Ark Dept of Corrections - North Central Unit | Un. Trib./Moccasin Creek | 0 |  | 4F | Izard | 0.09 | 10 | 15 | 3 | 5.1 |  |  | 10 | 15 | 5 | 3.9 | 5 |  |  | 3 | <10 | Modeling analysis dated 7/22/2020. | 210324 | 100917 | 100924 | 210830 | 210928 | 11010004 | 8 | 11010004+8 | #VALUE!
40827 | Ar.Dept.Corr.-Cummins | Canal No. 19 / Cypress Creek | 0 |  | 2A | Lincoln | 0.8 | 15 | 20 | 5 | 5 |  |  | 15 | 20 | 10 | 5.2 | 6 |  |  | 3 | 25 | Modeling analysis dated 3/28/2019. | 140409 | 190403 | 190502 | 170920 | 171102 | 8050001 | 20 | 8050001+20 | #VALUE!
45888 | Ark. Dept. Parks - Cane Creek State Park | Cane Creek Lake | 0 |  | 2B | Lincoln | 0.0025 | 10 | 15 | 5 | 5 | 0.02 lb/day |  | 10 | 15 | 10 | 6.1 | 5 | 0.02 lb/day |  | 4 | 22.7 | WQMP Summary dated 2/4/2022. | 220626 | 910913 | 920220 | 230206 | 230310 | 8040205 | 6 | 8040205+6 | #N/A
35947 | Ark. Dept. Parks - Crowleys Ridge State Park | Un. Trib./Ditch No. 26 | 0 |  | 4B | Greene | 0.035 | 10 | 15 | 5 | 2 |  | 0.011 | 10 | 15 | 10 | 5.2 | 2 |  | 0.011 | 4 | 0.19 | Modeling analysis dated 9/8/2022. | 170615 | 920608 | 921202 | 240701 | 240802 | 8020302 | 26 | 8020302+26 | #VALUE!
37940 | Ark. Dept. Parks - Devil's Den State Park | Un. Trib./Lee Cr. | 0 |  | 3H | Washington | 0.04 | 10 | 15 | 5 | 5 |  | 0.011 | 10 | 15 | 10 | 5.3 | 6 |  | 0.011 | 4 | <10 | Modeling analysis dated 2/24/2017. | 221211 | 71010 | 80506 | 240701 | 240802 | 11110104 | 9 | 11110104+9 | #VALUE!
37061 | Ark. Dept.Parks - Lake DeGray State Park | Lake DeGray | 0 |  | 2F | Hot Spring | 002: 0.1 003:0.009 | 10 | 15 | 5 | 5 | 1 |  | 10 | 15 | 10 | 5.2 | 5 | 1 |  | 4 | 350 | WQMP Summary report dated 2/14/2022. | 181228 | 930622 | 930802 | 190205 | 190308 | 8040102 | 4041 | 8040102+4041 | #VALUE!
37605 | Ark. Dept. Parks - Queen Wilhelmina State Park | Un trib/Mill Creek | 0 |  | 1D | Polk | 0.05 | 20 | 20 | 5.2 | 5 |  | 0.011 | 20 | 20 | 10 | 5.2 | 5 |  | 0.011 | 3 | <10 | Modeling analysis dated 8/2/2017. | 150514 | 151013 | 160413 | 240701 | 240802 | 11140108 | 19 | 11140108+19 | #VALUE!
51845 | Ark. Dept. Parks - Mississippi River State Park | Bear Creek | 0 |  | 5A | Lee | 0.0045 | 10 | 15 | 5 | 2 |  | Report | 10 | 15 | 10 | 5.2 | 2 |  | Report | 3 | 3.7 | Modeling analysis dated 1/8/2021. | 101111 | 101202 |  | 140113 | 140327 | 8020203 | 901 | 8020203+901 | #VALUE!
49972 | Ark. Dept. Parks - Petit Jean State Park | Un. Trib./Cedar Creek | 0 |  | 3G | Conway | 0.08 | 15 | 20 | 5 | 2 |  | 0.011 | 15 | 20 | 10 | 5.6 | 2 |  | 0.011 | 3 | <10 | MultiSMP Model dated 3/19/2018. | 240331 | 30620 | 30716 | 140113 | 140327 | 11110204 | 1 | 11110204+1 | #VALUE! |  | TRC limit added.
38202 | Ark. Dept. Parks - Village Creek State Park | Village Creek | 0 |  | 5A | Cross | 0.025 | 10 | 15 | 5 | 2 |  | 0.011 | 10 | 15 | 5 | 5 | 2 |  | 0.011 | 3 | 2.16 | Modeling analysis dated 12/2/2016. | 220227 | 70403 | 71010 | 230206 | 230310 | 8020203 | 20 | 8020203+20 | #VALUE!
51241 | Ark. Dept. of Parks - White Oak Lake State Park | White Oak Lake | 0 |  | 2G | Nevada | 0.015 | 10 | 15 | 6.1 | 5 | 1 |  | 10 | 15 | 17 | 6.1 | 5 | 1 |  | 4 | 11 | WQMP Summary dated 8/10/2020. | 100127 | 100202 | 100222 | 100630 | 100803 | 8040103 | 4010 | 8040103+4010 | #VALUE!
37087 | Ark. Dept. Parks - Woolly Hollow State Park | Black Fork | 0 |  | 3D | Faulkner | 0.025 | 10 | 15 | 5.6 | 2 |  |  | 10 | 15 | 10 | 5.6 | 2 |  |  | 3 | 3 | Modeling analysis dated 10/31/2016. | 120503 | 70214 | 70726 | 140113 | 140327 | 11110205 | 7 | 11110205+7 | #VALUE!
36749 | Arkadelphia Human Development Center | Un trib/Caddo River | 0 |  | 2F | Clark | 0.08 | 15 | 15 | 5 | 5 |  |  | 15 | 15 | 10 | 5.2 | 5 |  |  | 3 | <10 | Model dated 7/21/2016 segmented with City of Caddo Valley (AR0045411). | 80415 | 160818 | 160913 | 140113 | 140327 | 8040102 | 10 | 8040102+10 | #VALUE!
20605 | Arkadelphia | Ouachita River | 255 (Jun-Oct) | 326 (Nov-Feb) 462 (Mar-May) | 2F | Clark | 3 | 30 (BOD5) | 30 |  | 2 |  | <0.1 | Year-round | [6 empty] | 3 | 2311 | Included in Sun Bio Project model dated 1/3/2017. | 230903 | 230727 | 230827 | 240701 | 240802 | 8040102 | 4 | 8040102+4 | #VALUE!
AR0052761 | City of Arkadelphia - Sun Bio Material Linerboard Project | Ouachita River | 255 (Jun-Oct) | 326 (Nov-Feb) 462 (Mar-May) | 2F | Clark | 11.2 | 7006 lb/day (BOD5) | 9827 lb/day (Jun-Oct) | 374 lb/day (Jun-Oct) | 2 |  |  | 7006 lb/day (BOD5) | 16318 lb/day (Nov-May) | 3344 lb/day (Nov-Feb) | 1149 lb/day (Mar-May) | 2 |  |  | 3 | 2311 | All limits shown are WQ-based. Modeling analysis dated 4/22/2019 includes AR0020605 (City of Arkadelphia POTW) and AR0052761 (City of Arkadelphia Sun Bio Project). | 190703 | 190530 | 190619 | 200325 | 200416 | 8040102 | 2 | 8040102+2 | #VALUE!
35751 | Arkansas City | Mississippi River | 135000 |  | 6A | Desha | 0.075 | 30 (BOD5) | 90 |  | 2 |  |  | Year-round | [6 empty] | 3 |  | Modeling analysis dated 3/9/1993. | 131113 | 81031 | 81114 | 91231 | 140616 | 8030100 | 12 | 8030100+12 | #VALUE!
51268 | Arkansas Salt Water Recycling, LLC | Un. Trib./Cadron Creek | 0 |  | 3D | Faulkner | 0.504 | 10 | 15 | 5 | 2 |  |  | 10 | 15 | 10 | 5.6 | 5 |  |  |  | <10 | Added to WQMP in 2010. | 100220 | 100305 | 100407 | 100630 | 100803 | 11110205 | 13 | 11110205+13 | #VALUE!
34550 | Arkansas Steel Associates | Un. Trib./Village Creek | 0 |  | 4C | Jackson | 0.257 |  |  |  | 2 | [6 empty] | 5 |  |  | 3 | <10 | WQMP Summary dated 7/27/2020. | 210318 | 200903 | 200917 | 210830 | 210928 | 11010013 | 6 | 11010013+6 | Yes
42447 | Arkansas Tech-Lake Point Conference Center | Lake Dardanelle | na |  | 3H | Pope | 0.0075 | 10* | 15 |  | 2 |  |  | Year-round | [6 empty] | 4 |  | Permit terminated in 2011. Removed from WQMP in 2014 Governor Certification. | 70810 | 70403 | 71010 | 70921 |  |  |  | + | #VALUE!
49620 | Arkavalley Airpark | Un. Trib./East Fork Cadron Creek | 0 |  | 3D | Faulkner | 0.011 | 15 | 20 | 5 | 3 | 1 |  | 15 | 20 | 12 | 5.6 | 3 | 1 |  | 3 | <10 | Modeling analysis dated 12/13/2017. Permit terminated in 2020. Limits shown for reference purposes only. | 180516 | 10706 | 10924 | 210830 | 210928 | 11110205 | 2 | 11110205+2 | #VALUE!
50598 | Huntington Estates Subdivision | Kaney Creek/E. Fork Caney Creek | 0 |  | 3D | Faulkner | 0.04 | 10 | 15 | 3 | 6 | m |  | 10 | 15 | 6 | 5.6 | 2 | m |  | 4 | 1 | Modeling analysis dated 12/6/2021. | 160526 |  |  | 170920 | 171102 | 11110205 | 2 | 11110205+2 | #VALUE!
50466 | Shadow Ridge Subdivision | East Fork Cadron Creek | 0 |  | 3D | Faulkner | 0.0396 | 10 | 15 | 3 | 6 | m | 0.011 | 10 | 15 | 6 | 5.6 | 2 | m | 0.011 | 4 | 290 | Modeling analysis dated 5/5/2020 includes AR0050466 and AR0050491. | 240121 |  |  | 240701 | 240802 | 11110205 | 2 | 11110205+2 | #VALUE!
35980 | Arkansas Department of Corrections -Tucker Intermediate Reformatory | Wabbaseka Bayou | 0 |  | 3A | Jefferson | 0.5 | 10 | 15 | 5 | 5 |  |  | 10 | 15 | 14.7 | 5.2 | 5 |  |  |  | <10 | Modeling analysis dated 8/15/2019 | 140802 | 191011 | 191031 | 170920 | 171102 | 8020401 | 904 | 8020401+904 | #VALUE!
AR0042846 | Ash Grove Cement (Outfall 003) | Un. Trib/French Creek | 0 |  | 1B | Little River | 6.45 | 10 (BOD5) | 50 (max)* |  | 2 |  |  | 10 (BOD5) | 50 (max)* |  |  | 5 |  |  |  | <10 | *TSS is tech-based. Modeling analysis dated 2/9/2023. | 240211 | 231220 | 240117 | 240701 | 240802 | 11140106 | 4 | 11140106+4 | #N/A
41742 | Ash Flat | North Big Creek | 0.35 | 1.32 | 4G | Sharp | 0.15 | 10 | 15 | 5 | 5 | m |  | 10 | 15 | 8 | 7.8 | 5 | m |  | 3 | 17.4 | Modeling analysis dated 4/27/2017. | 170621 | 120626 | 120709 | 170920 | 171102 | 11010012 | 7 | 11010012+7 | #VALUE!
42951 | Ashdown | Red River | 966 |  | 1B | Little River | 1.1 | 30 (BOD5) | 90 |  | 2 |  |  | Year-round | [6 empty] | 3 | 50000 | Modeling analysis dated 5/28/2019 includes Ashdown and Domtar. | 180829 | 190703 | 190719 | 190205 | 190308 | 11140106 | 1 | 11140106+1 | #VALUE!
34673 | Atkins South | Horsehead Branch | 0 |  | 3F | Pope | 0.08 | 15 | 20 | 4 | 5 |  |  | 15 | 20 | 9 | 5.6 | 6 |  |  | 3 | 10.2 | Modeling analysis dated 7/7/2022. | 121109 | 920608 | 921202 | 140113 | 140327 | 11110203 | 29 | 11110203+29 | #VALUE!
34665 | Atkins North | Arkansas River | 743 | 1210 | 3F | Pope | 0.975 | 30 (BOD5) | 90 |  | 2 |  |  | Year-round | [6 empty] | 3 | 153670 | Modeling analysis dated 9/27/2016 segmented with Oppelo, Tyson, Dardanelle, and Atkins-North. | 910407 | 161007 | 161021 | 140113 | 140327 | 11110203 | 27 | 11110203+27 | #VALUE!
38784 | Aubrey | Un. Trib./Cat Creek | 0 |  | 4A | Lee | 0.08 | 20 | 30 | 3.4 | 3 |  |  | 20 | 30 | 10 | 5.2 | 5.5 |  |  | 3 | 0.1 | Modeling analysis dated 11/23/2020. | 210214 | 100330 | 100407 | 210830 | 210928 | 8020304 | 9 | 8020304+9 | #VALUE!
34738 | Augusta | White River | 4190 |  | 4C | Woodruff | 0.6 | 30 (BOD5) | 30 |  | 2 |  |  | Year-round | [6 empty] | 3 | 20464 | Modeling analysis dated 8/16/1990. | 110825 | 110920 | 110922 | 140113 | 140327 | 11010013 | 2 | 11010013+2 | #VALUE!
38369 | Austin | Four Mile Creek | 0 |  | 4D | Lonoke | 0.4 | 15 | 20 | 4 | 5 |  | 0.011 | 20 | 30 | 9 | 5.6 | 4 |  | 0.011 | 3 | 15 | Modeling analysis dated 7/30/2021 includes end results of City of Ward model (AR0047554) | 220123 | 211013 | 211110 | 230206 | 230310 | 8020301 | 13 | 8020301+13 | Yes | FCB: 1270 million col/day (May-Sep) FCB: 3180 million col/day (Oct-Apr) E.coli: 1310 million col/day (May-Sep) E.coli: 6530 million col/day (Oct-Apr)
37338 | Baker School Apartments | Panther Branch | 0 |  | 3C | Pulaski | 0.009 | 15 | 20 | 6 | 2 |  |  | 20 | 20 | 12 | 5.2 | 2 |  |  | 3 | <10 | Modeling analysis dated 9/21/2021. | 110609 |  |  | 140113 | 140327 | 11110207 | 24 | 11110207+24 | #VALUE!
AR0038270 | Baker Hughes Oilfield Operations LLC - Fancy Hill Operations | Back Valley Creek/South Fork Caddo River | 1.33 |  | 2F | Montgomery | 8.1 | [14 empty] | 8.79 | WQMP Summary dated 1/3/2023. | 170907 | 170919 | 171027 | 190205 | 190308 | 8040102 | 924 | 8040102+924 | Yes | Total Copper: 1.204 lb/day Total Zinc: 10.601 lb/day
35807 | Bald Knob | Big Mingo Creek/L. Red R. | 0 |  | 4E | White | 0.675 | 15 | 15 | 4 | 6 |  |  | 15 | 15 | 5 | 5 | 6 |  |  | 3 | 10.2 | Modeling analysis dated 7/19/2021. | 110512 | 211013 | 211110 | 930615 | 930818 | 11010014 | 2 | 11010014+2 | #VALUE!
50601 | Banks | Mill Creek | 0 |  | 2C | Bradley | 0.036 | 15 | 20 | 5 | 3 |  |  | 20 | 20 | 10 | 6.1 | 2 |  |  | 3 | 0.3 | Modeling analysis dated 1/9/2017. | 120208 | 60322 | 70517 | 140113 | 140327 | 8040204 | 7 | 8040204+7 | #VALUE!
48801 | Barling | Arkansas River | 878 | 1180 | 3H | Sebastian | 3.75 | 25 | 90 | 5 | 2 |  | <0.033 | 30 (BOD5) | 90 |  |  | 2 |  | <0.033 | 3 | 150000 | EPA's Arkansas River model for 10 facilities. See MultiSMP Model dated 10/23/2012 named ARKR7_C6.SMP. | 200311 | 200527 | 200715 | 210830 | 210928 | 11110201 | 22 | 11110201+22 | #VALUE!
46272 | Bassett/Joiner | Un. Trib./Ditch # 1 | 0 |  | 5A | Mississippi | 0.025 | 20 | 20 | 5 | 3 |  |  | 20 | 20 | 12 | 5.2 | 2 |  |  | 3 | <10 | Modeling analysis dated 8/6/2018. | 121025 | 920212 | 920529 | 140113 | 140327 | 8020203 | 909 | 8020203+909 | #VALUE!
20702 | Batesville (Outfall 001, removed from 208 Plan) | White River | 1150 |  | 4F | Independence | 4.4 | Outfall 001 removed from WQMP in 2016. | [12 empty] | 3 | 11070 | Outfall 001 removed from WQMP in 2016. New outfall 002 is now being used. | 160722 | 110301 | 110422 | 170920 | 171102 | 11010004 | 2 | 11010004+2 | #VALUE!
20702 | Batesville (Outfall 002) | White River | 1150 |  | 4F | Independence | 9 | 25 | 30 | 15 | 2 | Report |  | Year-round | [7 empty] | 11070 | Modeling analysis dated 9/16/2010. | 110215 | 110301 | 110422 | 140113 | 140327 | 11010004 | 2 | 11010004+2 | #VALUE!
49786 | Bauxite | Un. Trib./Alcoa Un. Trib./Hurricane Creek | 0 |  | 2C | Saline | 0.125 | 15 | 20 | 6 | 5 |  |  | 15 | 20 | 12 | 6.1 | 5 |  |  | 3 | <10 | Modeling analysis dated 3/9/2019 | 190608 | 190403 | 190502 | 200325 | 200416 | 8040203 | 906 | 8040203+906 | #VALUE!
34312 | Bay | Ditch #6/Gum Slough Ditch/Big Bay Ditch (Ditch No.10) | 0 |  | 5A | Craighead | 0.15 | 10 | 15 | 8 | 5 |  |  | 20 | 20 | 9 | 5.2 | 6 |  |  | 3 | <10 | Modeling analysis dated 4/3/2018 | 80515 | 180612 | 180627 | 140113 | 140327 | 8020203 | 22 | 8020203+22 | #VALUE!
44598 | Bayou Meto Elementary School | Un. Trib./Bayou Meto | 0 |  | 3B | Pulaski | 0.012 | 30 (BOD5) | 30 |  | 2 |  | Report | 30 (BOD5) | 30 |  |  | 5 |  | Report | 3 | 0.03 | Modeling analysis dated 3/23/2021. | 100415 | 91119 | 100212 | 100630 | 100803 | 8020402 | 907 | 8020402+907 | #VALUE!
49263 | Bean Lumber Company (Removed from WQMP) | Un. Trib./Caddo River | 0 |  | 2F | Pike | 0.0715 | 40 (BOD5) | 100 |  | 2 |  |  | Year-round | [6 empty] | 3 | <10 | Facility closed, permit terminated. Removed from WQMP. Limits from previous permit are shown for reference purposes only. | 11213 | 11203 | 20222 | 151013 | 160413 | 8040102 | 19 | 8040102+19 | #VALUE!
21474 | Bearden | Two Bayou (East) | 0 |  | 2D | Ouachita | 0.17 | Effluent Storage May-Oct | [5 empty] | 30 (BOD5) | 90 |  |  | 5 |  |  | 3 | 20 | Modeling analysis dated 2/9/2021 segmented with Shumaker (AR0034363). | 230402 | 210406 | 210430 | 240701 | 240802 | 8040201 | 905 | 8040201+905 | #VALUE!
37320 | Monte Ne @ Beaver Lake Camp Resort | Monte Ne Cove of Beaver Reservoir | 0 |  | 4K | Benton | 0.036 | 10 | 15 | 3.9 | 5 | 1 | report | 10 | 15 | 10 | 3.9 | 5 | 1 | report | 5 | Lake | WQMP Summary dated 12/7/2020. | 81210 | 81110 | 81203 | 91231 | 140616 | 11010001 | 4043 | 11010001+4043 | #VALUE!
49867 | Bedford Falls Mobile Home Park | Un. Trib./Osage Cr | 0 |  | 4K | Carroll | 0.0387 | 15 | 20 | 5 | 3 | 7.5 |  | 15 | 20 | 10 | 3.9 | 2 | 7.5 |  | 3 | <10 | MultiSMP Model dated 8/1/2018. | 80613 | 21106 | 21216 | 140113 | 140327 | 11010001 | 45 | 11010001+45 | Yes | TP: 7.5 mg/l and 2.42 lb/day
22101 | Beebe | Cypress Bayou | 0 |  | 4D | White | 3 | 8 | 15 | 2.1 | 6 |  |  | 10 | 15 | 6.1 | 2.2 | 6 |  |  | 3 |  | Modeling analysis dated 1/8/2024. | 240421 | 240222 | 240308 | 170920 | 171102 | 8020301 | 11 | 8020301+11 | Yes | FCB: 12.5E+09 col/day (May-Sep) FCB: 31.2E+09 col/day (Oct-Apr) E.Coli: 12.8E+09 col/day (May-Sep) E.Coli: 64.0E+09 col/day (Oct-Apr) | Design flow replaced HCR, BOD5 limits revised, TSS limits revised, NH3 limits revised, DO limits revised, FCB seasons corrected, E coli TMDL limits added.
49603 | Beedeville | Cache River | 9.91 |  | 4B | Jackson | 0.021 | 30 (BOD5) | 90 |  | 2 |  |  | Year-round | [6 empty] | 3 | ~1000 | Modeling analysis dated 1/23/2023. | 10716 | 10706 | 10924 | 140113 | 140327 | 8020302 | 19 | 8020302+19 | Yes
36498 | Benton | Depot Creek/Saline River | 0 |  | 2C | Saline | 8.3 | 10 | 15 | 1.5 | 7 |  |  | 15 | 15 | 4 | 2.4 | 7.5 |  |  | 5 | <10 | Modeling analysis dated 8/27/2014. | 210220 | 140909 | Default | 210830 | 210928 | 8040203 | 10 | 8040203+10 | #VALUE! | TDS: 17,034.64 lb/day
49506 | Benton Packing Company | Un. Trib./Saline River | 0 |  | 2C | Saline | 0.0025 | 15 | 20 | 5 |  |  |  | 15 | 20 | 10 |  |  |  |  | 3 | <10 | Permit terminated in 2010. Removed from WQMP in 2014 Governor Certification. | 10716 | 10706 | 10924 | 11130 |  |  |  | + | #VALUE!
22403 | Bentonville | Town Branch/Little Sugar Creek | 0.1 |  | 3J | Benton | 4 | 10 | 15 | 1.6 | 5 | 0.6 (12-month rolling avg) |  | 10 | 15 | 4.1 | 1.6 | 6.5 | 0.6 (12-month rolling avg) |  | 3 | <10 | Modeling analysis dated 3/12/2021 includes Village Wastewater, Inc. (AR0034258). | 81215 | 200527 | 200715 | 140418 | 160413 | 11070208 | 903 | 11070208+903 | #VALUE! | TP: 7310 lb/yr, 0.6 mg/l annual avg, 1.1 mg/l daily max
[23 empty] | Revised TMDL for Phosphorus for Town Branch dated 2/28/2014 | 150522 | 150902 | 150911 | 151013 | 160413
663 | Berry Petroleum Company | Un. Trib./Smackover Creek | 0 |  | 2D | Ouachita | 0.15 | 37* | ELG | 2.33* | 4 |  |  | Year-round | [6 empty] | 5 | <10 | *Technology limits. UAA - D.O. STD. 2 mg/l year-round. Previous cert. 10/21/91. Permit terminated in 2013, removed from WQMP in 2014 Gov Cert. | 71214 | 70904 | 80506 | 80327 |  | 8040201 | 1 | 8040201+1 | #VALUE!
21792 | Berryville | Mill Branch | 0 |  | 4K | Carroll | 2.4 | 10 | 15 | 1.6 | 6 | 1 |  | 10 | 15 | 4 | 1.6 | 6 | 1 |  | 3 | <10 | Modeling analysis dated 2/27/2007. | 160401 | 120907 | Default | 170920 | 171102 | 11010001 | 045L | 11010001+045L | Yes | TP: 20.02 lb/day
44024 | Recreational Adventures Co. dba Memphis KOA | Un trib/Fifteen Mile Bayou | 0 |  | 5A | Crittenden | 0.025 | 20 | 30 | 4 | 4 |  |  | 20 | 30 | 14 | 5.2 | 5 |  |  | 3 | <10 | Name updated with 2010 permit. | 100115 | 91119 | 100212 | 100630 | 100803 | 8020203 | 3374 | 8020203+3374 | #VALUE!
44997 | B-H-T Investment Company, Inc. - Doublebees Store No. III | Un trib./Warren Creek | 0 |  | 3F | Faulkner | 0.005 | 15 | 20 | 6 | 3 | Report | 0.011 | 20 | 20 | 12 | 5.6 | 5 | Report | 0.011 | 3 | 0.19 | Segmented model dated 4/20/2017 includes Haydens Place Subdivision (AR0050253), Doublebees Store (AR0044997), and end results from 4/20/2017 model for Oak Tree Subdivision (AR0050792). | 201028 | 100330 | Default | 210830 | 210928 | 11110203 | 5 | 11110203+5 | #VALUE!
49999 | Bigelow | Un. Trib./Taylor Creek | 0 |  | 3F | Perry | 0.1 | 15 | 30 | 5 | 3 |  |  | 20 (BOD5) | 30 |  |  | 2 |  |  | 3 | <10 | Modeling analysis dated 7/24/2019. | 90114 | 81209 | 90102 | 91231 | 140616 | 11110203 | 9 | 11110203+9 | #VALUE!
45934 | Birdsong | Snake Lake | 0 |  | 5A | Mississippi | 0.03 | 10 | 15 | 5 | 5 |  |  | 10 | 15 | 10 | 5.2 | 5 |  |  | 4 | <10 | WQMP Summary dated 10/10/2022. | 120715 | 910528 | 140327 | 140113 | 140327 | 8020203 | 909 | 8020203+909 | #VALUE!
47589 | Biscoe | White River | 4960 |  | 4D | Prairie | 0.12 | 30 (BOD5)* | 90 |  | 2 |  |  | Year-round | [6 empty] | 3 | 23483 | * This TBEL for BOD5 meets water quality based on modeling analysis dated 8/28/2015 segmented with DeValls Bluff | 110112 | 150902 | 150911 | 140113 | 140327 | 8020303 | 1 | 8020303+1 | #VALUE!
51098 | Bismarck School District - Bismarck High School | Un. Trib., Big Hill Creek | 0 |  | 2F | Hot Spring | 0.023 | 15 | 20 | 5 | 2 |  |  | 15 | 20 | 5 | 5 | 6 |  |  |  | 0.06 | Modeling analysis dated 4/4/2019. | 90616 | 90506 | 100416 | 91231 | 140616 | 8040102 | 12 | 8040102+12 | #VALUE!
37508 | Black Rock | Un. Trib of Black River | 0 |  | 4G | Lawrence | 0.165 | 18 | 90 | 10 | 4 |  | 0.011 | 25 | 90 | 14.7 | 5.2 | 2 |  | 0.011 | 3 | < 9 | Modeling analysis dated 11/19/2008. | 200916 | 200427 | 200506 | 210830 | 210928 | 11010009 | 4 | 11010009+4 | #VALUE!
46086 | Happy Mart, Inc. | Un. Trib. of Newton Creek | 0 |  | 3C | Pulaski | 0.005 | 15 | 20 | 5 | 2 |  |  | 15 | 20 | 12 | 5.6 | 5 |  |  | 3 | <10 |  | 141128 | 90626 | 91029 | 151013 | 160413 | 11110207 | 912 | 11110207+912 | #VALUE!
41688 | Blevins | Un. Trib./Ozan Creek | 0 |  | 2G | Hempstead | 0.08 | Effluent Storage May-Oct | [5 empty] | 25 | 45 | 12 | 6.1 | 5 |  |  | 3 | 1.34 | Modeling analysis dated 9/11/2017. | 171027 | 170919 | 171027 | 190205 | 190308 | 8040103 | 26 | 8040103+26 | #VALUE!
22586 | Blytheville - North | Un. Trib./Ditch No 30 | 0 |  | 5C | Mississippi | 0.8 | 20 | 30 | 2 | 7 |  |  | Year-round | [6 empty] | 3 | 3.3 | Modeling analysis dated 4/14/2017. | 61208 | 170522 | 170526 | 170920 | 171102 | 8020204 | 3 | 8020204+3 | #VALUE!
22578 | Blytheville - South | Un. Trib./Ditch No 17 | 0 |  | 5A | Mississippi | 1.27 | 25 | 30 | 2 | 7 | Report |  | Year-round | [6 empty] | 1 | <10 | Modeling analysis dated 8/22/2019. | 191204 | 191011 | 191031 | 200325 | 200416 | 8020203 | 914 | 8020203+914 | #VALUE!
AR0022560 (terminated) | Blytheville - West | Ditch 27 | 1.2 | 2.2 | 5C | Mississippi | 1.5 | 25 | 30 | 2.8 | 7 | Report |  | 25 | 30 | 3 | 2.8 | 7 | Report |  | 1 | 20.6 | QUAL2E modeling analysis performed by FTN dated 1/15/1987. Permit terminated in 2023. Removed from WQMP, but previous limits shown for reference purposes only. | 870302 | 101025 | 110121 | 140113 | 140327 | 8020204 | 3 | 8020204+3 | #VALUE!
51144 | Tisdale Properties & Development LLC - Cutoff Corner Cafe | Un. Trib./L. Maumelle/Ark. River | 0 |  | 3C | Pulaski | 0.00125 | 15 | 20 | 5 | 3 |  | 0.011 | 20 | 20 | 10 | 5.2 | 6 |  | 0.011 | 3 | <10 | Modeling analysis dated 2/5/2019. | 200809 | 90309 | 100526 | 210830 | 210928 | 11110207 | 102 | 11110207+102 | #VALUE!
37885 | Boggy Bayou SID - Tantara | Boggy Bayou | 0 |  | 2B | Jefferson | 0.025 | 15 | 20 | 5 | 3 |  |  | 20 | 20 | 12 | 6.1 | 2 |  |  | 3 | <10 | Modeling analysis dated 4/4/2017. | 120323 | 61122 | 70517 | 140113 | 140327 | 8040205 | 6 | 8040205+6 | #VALUE!
51080 | Bonanza | Wells Creek | 0 |  | 3I | Sebastian | 0.08 | 15 | 20 | 4 | 5 (April-October) |  |  | 15 | 20 | 10 | 5.6 | 2 (Nov-March) |  |  | 3 | <10 | Modeling analysis dated 2/8/2019. | 190712 | 90309 | 100526 | 200325 | 200416 | 11110105 | 2 | 11110105+2 | #VALUE!
20699 | Bono | Un. Trib./Whaley Slough Ditch | 0 |  | 4B | Craighead | 0.25 | 20 | 20 | 5 | 3 |  |  | 20 | 20 | 12 | 5.2 | 4.5 |  |  | 3 | <10 | Modeling analysis dated 11/4/2019. | 90509 | 191218 | 191227 | 91231 | 140616 | 8020302 | 1212 | 8020302+1212 | #VALUE!
21571 | Booneville | Un. Trib./Booneville Creek | 0 |  | 3G | Logan | 0.98 | 10 | 15 | 4 | 5 |  | 0.011 | 10 | 15 | 7 | 5.6 | 5 |  | 0.011 | 3 | <10 | Modeling analysis dated 2/16/2024 | 240128 | 231017 | 231027 | 240701 | 240802 | 11110204 | 11 | 11110204+11 | #VALUE!
37541 | Booneville Human Development Center | Un. Trib./Petit Jean River | 0 |  | 3G | Logan | 0.035 | 10 | 15 | 10 | 3 |  |  | 10 | 15 | 15 | 5.6 | 2 |  |  | 3 | 0.09 | Modeling analysis dated 2/4/2019. | 190320 | 870401 | 870609 | 200325 | 200416 | 11110204 | 11 | 11110204+11 | #VALUE!
AR0046787 (expired) | Boy Scouts of America-Camp Pioneer | Un. Trib/Two Mile Creek | 0 |  | 1D | Polk | 0.0126 | 10 | 15 | 5 | 6 |  |  | Year-round | [6 empty] | 4 | 20 | Modeling analysis dated 9/10/2015 | 110210 | 110111 | 110121 | 230206 | 230310 | 11140108 | 15 | 11140108+15 | #VALUE!
49077 | Quapaw Area Council Incorporated of the Boy Scouts of America-Gus Blass Scout Reservation | Cove Creek | 0 | 0.093 | 3D | Faulkner | 0.144 | No discharge allowed May-October | [5 empty] | 30 (BOD5) | 30 |  |  | 2 |  |  | 3 | 57 | Modeling analysis dated 9/6/2016. | 70106 | 111219 | 120123 | 140113 | 140327 | 11110205 | 16 | 11110205+16 | #VALUE!
50911 | Bradford | Butter Creek | 0 |  | 4C | White | 0.2 | 15 | 20 | 5 | 3 |  | 0.011 | 20 | 20 | 10 | 5.2 | 3 |  | 0.011 | 3 | <10 | Modeling analysis dated 6/22/2018 | 250216 | 241223 | 250129 | 190205 | 190308 | 11010013 | 20 | 11010013+20 | #VALUE! |  | TRC limit added.
20621 | Bradley | Un. Trib./Wheeler Creek | 0 |  | 1A | Lafayette | 0.15 | 15 | 15 | 5 | 5 |  | 0.011 | 15 | 15 | 11 | 6.1 | 5 |  | 0.011 | 3 | 1.05 | Modeling analysis dated 10/12/2020. | 210217 | 201105 | 201202 | 210830 | 210928 | 11140205 | 11 | 11140205+11 | #VALUE!
21890 | Brinkley | Caney Slash | 0 |  | 4B | Monroe | 0.7 | 10 | 15 | 5 | 3 | 5 | 0.011 | 10 | 15 | 8 | 5.2 | 6 | 5 | 0.011 | 3 | 4.9 | Modeling analysis dated 7/6/2020. | 210305 | 210406 | 210430 | 210830 | 210928 | 8020302 | 2 | 8020302+2 | #VALUE!
AR0053244 | Brody Creek WWTF | Lost Creek Ditch | 0 |  | 4B | Craighead | 0.078 | 15 | 20 | 6 | 3 |  | 0.011 | 20 | 30 | 12 | 5.2 | 2 |  | 0.011 | 3 | 4.69 | Modeling analysis dated 1/6/2021. | 210325 |  |  | 210830 | 210928 | 8020302 | 909 | 8020302+909 | #N/A
37974 | Brookland | Un. Trib./Maple Slough Ditch | 0 |  | 5A | Craighead | 0.5 | 15 | 20 | 5 | 3 |  |  | 15 | 20 | 10 | 5.2 | 6 |  |  | 3 | 1.06 | Modeling analysis dated 12/19/2019. | 91112 | 200212 | 200311 | 91231 | 140616 | 8020203 | 22 | 8020203+22 | #VALUE!
34002 | Bryant | Un. Trib./Hurricane Creek | 0 |  | 2C | Saline | 3 | 10 | 15 | 2.4 | 5 | Report | 0.011 | 10 | 15 | 6 | 2.4 | 6 | Report | 0.011 | 3 | 0.094 | Modeling analysis dated 7/30/2020. | 201217 | 200903 | 200917 | 210830 | 210928 | 8040203 | 6 | 8040203+6 | #VALUE!
AR0053317 | Bryant Creek, LLC - Bryant Creek Subdivision | Little Palarm Creek | 0 |  | 3F | Faulkner | 0.056 | 10 | 15 | 7 | 4 | 1 |  | 20 | 30 | 15 | 15 | 2 | 1 |  | 3 | 3.5 | Modeling analysis dated 3/24/2022. | 220619 |  |  | 230206 | 230310 | 11110203 | 5 | 11110203+5 | #N/A | NO2+NO3: 10 mg/l (not TMDL based)
35955 | Bryant School District - Salem Elementary School | Hurricane Lake | 0 |  | 2C | Saline | 0.02 | 10 | 15 | 5.2 | 5 |  |  | 10 | 15 | 14.7 | 5.2 | 5 |  |  | 4 | <10 | WQMP summary sheet and ammonia toxicity calculations. No model since discharge directly to lake. | 161007 | 140113 | 910612 | 170920 | 171102 | 8040203 | 6 | 8040203+6 | #VALUE!
52744 | Buckner Municipal Waterworks | Un. Trib./Bayou Dorcheat | 0 |  | 1A | Lafayette | 0.7 | [15 empty] | Added to WQMP in 2013 to include TMDL limits for Total Lead. | 130301 |  |  | 170920 | 171102 | 11140203 | 26 | 11140203+026 | Yes | Total Lead: 3.41 ug/L and 0.01991 lb/day
37028 | Bull Shoals | White River | 410 |  | 4I | Marion | 0.573 | 10 (BOD5) | 15 |  | 2 |  |  | Year-round | [6 empty] | 2 | 6000 | WQMP Summary dated 3/15/2022. | 120830 | 120626 | 120709 | 140113 | 140327 | 11010003 | 902 | 11010003+902 | Yes | DO: 10 lb/day minimum at or above design flow
44237 | Burdette | Ditch # 24 | 0 |  | 5A | Mississippi | 0.06 | Effluent Storage Apr-Nov | [5 empty] | Dec-Mar 30 (BOD5) | 30 |  |  | 2 |  |  | 3 | 0.64 | Modeling analysis dated 7/30/2021. | 210905 | 100902 | Default | 230206 | 230310 | 8020203 | 913 | 8020203+913 | Yes | No limits, turbidity TMDL.
21661 | Cabot | Un. Trib./Bayou Two Prairie | 0 |  | 3B | Lonoke | 6 | 10 | 15 | 2.2 | 5 |  |  | 10 | 15 | 4 | 2.2 | 6.5 |  |  | 5 | <10 | Model dated 8/24/2018. | 191106 | 190703 | 190719 | 200325 | 200416 | 8020402 | 6 | 8020402+6 | #VALUE!
45411 | Caddo Valley | Caddo River | 138 |  | 2F | Clark | 0.27 | 30 (BOD5) | 30 |  | 2 |  |  | Year-round | [6 empty] | 3 | 475 | Modeling analysis dated 7/21/2016 segmented with AR0036749 (Arkadelphia Human Development Center) | 110817 | 160818 | 160913 | 140113 | 140327 | 8040102 | 10 | 8040102+10 | #VALUE!
47457 | Cadron Creek Catfish House | Un. Trib./Ward Creek | 0 |  | 3D | Van Buren | 0.004 | 15 | 20 | 6 | 2 |  |  | 20 | 20 | 12 | 5.6 | 2 |  |  | 3 | <10 | Modeling analysis dated 4/7/2009 | 90618 | 90506 | 100416 | 91231 | 140616 | 11110205 | 16 | 11110205+16 | #VALUE!
34606 | Calico Rock | Calico Creek | 0.57 | 0.75 | 4F | Izard | 0.25 | 25 | 30 | 7.7 | 2 |  | 0.021 | 25 | 30 | 15 | 8.8 | 4 |  | 0.021 | 3 | <10 | Modeling analysis dated 6/10/2015 | 210217 | 210128 | 210218 | 210830 | 210928 | 11010004 | 8 | 11010004+8 | #VALUE!
38211 | Calion | Chapelle Slough | 0 |  | 2D | Union | 0.112 | 10 | 15 | 8 | 3 |  | report | 10 | 15 | 12 | 6.1 | 2 |  | report | 3 | <10 | Modeling analysis dated 2/2/2017. | 120612 | 170707 | 170816 | 140113 | 140327 | 8040201 | 2 | 8040201+2 | Yes
AR0052485 (terminated) | Calion - South Addition | Calion Lake | 0 |  | 2D | Union | 0.01275 | 10 | 15 | 5 | 5 | 1 |  | 10 | 15 | 10 | 6.1 | 5 | 1 |  | 4 | 17.1 | WQMP Summary dated 10/7/2021. Permit terminated 2/26/2024 and removed from WQMP. Limits are shown for reference purposes only. | 170428 |  |  | 170920 | 171102 | 8040201 | 4070 | 8040201+4070 | #N/A
50130 | Callaghan Creek Subdivision | Callaghan Creek | 0 |  | 3C | Pulaski | 0.01 | 15 | 15 | 5 | 2 |  | report | 15 | 15 | 10 | 10 | 2 |  | report | 3 | 2.06 | Modeling analysis dated 4/1/2021. | 150702 | 90626 | 91029 | 151013 | 160413 | 11110207 | 24 | 11110207+24 | #VALUE!
22365 | Camden | Ouachita River | 708 |  | 2F | Ouachita | 3.5 | 20 | 20 | 5 | 2 |  | <0.1 (TRC) 2.0 (PAA) | Year-round | [6 empty] | 1 | 5357 | Modeling analysis dated 2/13/2018. | 221106 | 220203 | 220223 | 240701 | 240802 | 8040102 | 1 | 8040102+1 | Yes
45535 | 24MW, LLC - Camp Canfield | Un. Trib./Heirs Branch | 0 |  | 1A | Layfayette | 0.014 | 20 | 30 | 4 | 3 |  |  | 20 | 30 | 12 | 6.1 | 2 |  |  | 3 | <10 | Modeling analysis dated 3/4/2019. | 190612 | 901025 | 910612 | 200325 | 200416 | 11140205 | 6 | 11140205+6 | Yes | Total Copper: 9.09 ug/l, 0.00107 lb/day Total Lead: 2.67 ug/l, 0.00032 lb/day
44717 | Camp Mitchell Conference Center | Un. Trib./Flat Cypress Cr | 0 |  | 3F | Conway | 0.0075 | 15 | 30 | 6 | 3 |  | 0.011 | 30 (BOD5) | 30 |  |  | 2 |  | 0.011 | 3 | 0.1 | Modeling analysis dated 3/31/2021. | 210811 | 101202 | Default | 230206 | 230310 | 11110203 | 10 | 11110203+10 | #VALUE!
48275 | Camp Ozark | Un. Trib./Ouachita River | 0.0014 |  | 2F | Montgomery | 0.091 | 10 | 15 | 5 | 2 |  | 0.011 | 10 | 15 | 10 | 5.2 | 2 |  | 0.011 | 4 | <10 | Modeling analysis dated 7/26/2023. | 151015 | 960516 | 961127 | 240701 | 240802 | 8040101 | 33 | 8040101+33 | #VALUE!
41149 | Arkansas Military Department - Robinson Maneuver Training Center | Five Mile Creek | 0 |  | 3B | Pulaski | 0.5 | 10 | 15 | 2 | 5 |  |  | 10 | 15 | 6 | 5.6 | 5 |  |  | 3 | 2.2 | Modeling analysis dated 1/10/2017. | 120311 | 120313 | Default | 140113 | 140327 | 8020402 | 907 | 8020402+907 | #VALUE!
20028 | Caraway | Un. Trib./Ditch No. 4 | 0 |  | 5C | Craighead | 0.15 | 15 | 15 | 4 | 5 |  |  | 15 | 15 | 11 | 5.2 | 5 |  |  | 3 | <10 | Modeling analysis dated 1/19/2019. | 190419 | 190403 | 190502 | 200325 | 200416 | 8020204 | 1 | 8020204+1 | #VALUE!
AR0051225 | Carl Sundahl dba Lake Norfork Quick Stop | Un. Trib./Norfork Lake | 0 |  | 4F | Baxter | 0.001 | 10 | 15 | 10.3 | 2 |  |  | 10 | 15 | 10.3 | 3.9 | 6 |  |  |  | <10 | New in 2010. | 100122 | 91119 | 100212 | 100630 | 100803 | 11010006 | 2214 | 11010006+2214 | #VALUE!
48267 | Butterball, LLC - Ozark Turkey Processing Plant | Arkansas River | 878 |  | 3H | Franklin | 1.7 | 16 (BOD5)* | 20* | 4* | 2 |  |  | Year-round | [6 empty] | 3 | 151779 | *These TBELs for BOD5, TSS, NH3 meet WQ based on model dated 8/31/2009. Model includes Butterball - Ozark, City of Altus, City of Ozark, City of Coal Hill, and Tyson-River Valley. | 110622 | 110505 | 110520 | 140113 | 140327 | 11110201 | 1 | 11110201+1 | #VALUE!
33740 | Carlisle | Bayou Two Prairie | 1 |  | 3B | Lonoke | 0.412 | 10 | 15 | 4 | 5 |  | 0.023 | 20 | 20 | 12 | 10.7 | 5 |  | 0.023 | 3 | 152 | Modeling analysis dated 1/3/2020. | 200902 | 200212 | 200311 | 210830 | 210928 | 8020402 | 6 | 8020402+6 | #VALUE!
44059 | Carroll Elec. Coop. Corp | Un. Trib./Clabber Creek | 0 |  | 4K | Carroll | 0.002 | 25 | 90 | 5 | 3 |  |  | 30* | 90 | [5 empty] | 3 | <10 |  | 891220 | 891214 |  | 140113 | 140327 |  |  | + | #VALUE!
33715 | Carthage | Un. Trib./Matthews Creek | 0 |  | 2D | Dallas | 0.09 | 12 | 15 | 5.2 | 2 |  |  | 20 | 30 | 12 | 6.1 | 2 |  |  | 3 | <10 | Modeling analysis dated 6/26/2018. | 130410 | 140113 | 140327 | 140113 | 140327 | 8040201 | 901 | 8040201+901 | Yes
45284 | Cash | Un. Trib./Cache River | 0 |  | 4B | Craighead | 0.048 | 10 | 15 | 5 | 2 |  | 0.011 | 10 | 15 | 10 | 5.2 | 2 |  | 0.011 | 4 | <10 | Modeling analysis dated 10/26/2017 | 230618 | 101202 |  | 240701 | 240802 | 8020302 | 21 | 8020302+21 | #VALUE!
22110 | Cave City | Un. Trib/Curia Creek | 0 |  | 4G | Independence | 0.45 | 10 | 15 | 3 | 6 |  | 0.011 | Nov-Feb: 20 Mar-Apr: 10 | Nov-Feb: 20 Mar-Apr: 15 | Nov-Feb: 10 March: 5.0 | 3.9 | Nov-Feb: 8 Mar-Apr: 7 |  | 0.011 | 1 | <10 | Modeling analysis dated 8/22/2018. | 240324 | 231017 | 231027 | 240701 | 240802 | 11010009 | 901 | 11010009+901 | #VALUE!
48968 | Cedar Heights Baptist Church | Un. Trib./White Oak Bayou | 0 |  | 3C | Pulaski | 0.004 | 15 | 20 | 5 | 2 |  | 0.011 | 20 (BOD5) | 20 |  |  | 2 |  | 0.011 | 3 | <10 | Modeling analysis dated 2/14/2017. | 201101 | 90925 | Default | 210830 | 210928 | 11110207 | 1230 | 11110207+1230 | #VALUE!
50865 | Cedar Oak's Homeowners Assoc. | Bull Shoals Lake | 0 |  | 4I | Baxter | 0.002 | 10 | 15 | 3.9 | 6 | m |  | 10 | 15 | 10 | 3.9 | 6 | m |  | 4 | 6000 | Formerly AR0048518-Lawrence's Cedar Oak Resort, former PN 12/16/96 | 81215 | 80501 |  | 91231 | 140616 | 11010003 | lake | 11010003+lake | #VALUE!
41289 | Cedarville Public Schools | Un Trib of Little Webber Creek | 0 |  | 3H | Crawford | 0.02 | 20 | 20 | 5 | 5 |  | 0.011 | 25 | 30 | 15 | 5.3 | 5 |  | 0.011 | 3 | <10 | Modeling analysis dated 11/14/2017 | 240218 | 80303 | 80403 | 240701 | 240802 | 11110104 | 3 | 11110104+3 | #VALUE!
52604 | CenArk Investment Group, LLC - Rolling Creek Wastewater Treatment | Bentley Creek | 0 |  | 3F | Faulkner | 0.022 | 20 | 20 | 5 | 5 | m | m | 20 | 20 | 15 | 5.6 | 5 | m | m | 3 | <10 | Modeling analysis dated 12/20/2021. | 160616 | 90506 | 100416 | 170920 | 171102 | 11110203 | 5 | 11110203+5 | #VALUE!
AR0047929 | Central Arkansas Water - Ozark Point WTP Outfalls 001,002,003 | Un. Trib./Arkansas River | 0 |  | 3C | Pulaski | 0.584 (001) 1.5 (002) 0 (003) | [5 empty] | 0.011 (001,002,003) | [6 empty] | 0.011 (001,002,003) |  |  | WQMP Summary dated 11/8/2021. | 220227 | 211208 | 220107 | 230206 | 230310 | 11110207 | 11 | 11110207+11 | #N/A
20729 | CertainTeed Gypsum, Inc. (001) | Un. Trib./Bluff Cr/Muddy Fk/L Mo Riv. | 0 |  | 2G | Howard | 1.534 | 10 | 15 | 5 | 3 |  |  | 10 | 15 | 5 | 5 | 5 |  |  | 3 | 4.41 | Modeling analysis dated 4/4/2019. | 90212 | 190813 | 190906 | 91231 | 140616 | 8040103 | 925 | 8040103+925 | #VALUE!
33791 | Charleston | Doctor's Creek | 0 |  | 3H | Franklin | 0.5 | 20 | 30 | 5 | 5 |  |  | 15 | 20 | 9.6 | 5.6 | 5 |  |  | 3 | <10 | Modeling analysis dated 12/20/2018. | 190821 | 190530 | 190619 | 200325 | 200416 | 11110201 | 26 | 11110201+26 | #VALUE!
50539 | Pinewood Wastewater, LLC dba Pinewood Estates Subdivision | Un trib/Panther Ck/Fourche Ck | 0 |  | 3C | Saline | 0.05 | 15 | 20 | 5 | 5 |  |  | 15 | 20 | 10 | 5.2 | 2 |  |  | 3 | <10 | Modeling analysis dated 8/6/2018. | 181104 | 50801 | 70517 | 190205 | 190308 | 11110207 | 24 | 11110207+24 | #VALUE!
21393 | Cherry Valley | Cooper Creek | 0 |  | 5B | Cross | 0.15 | 20 | 20 | 4 | 2 |  |  | 20 | 20 | 12 | 5.2 | 3 |  |  | 3 | 6.4 | Modeling analysis dated 5/19/2010 includes Cross County High School (AR0044041) | 150916 | 160211 | 160301 | 170920 | 171102 | 8020205 | 5 | 8020205+5 | Yes | FCB: 5.678 E+09 col/day
50008 | Chicot County Park | Lake Chicot | 0 |  | 2A | Chicot | 0.009 | 10 | 15 | 5 | 5 | Report | Report | 10 | 15 | 10 | 5.2 | 5 | Report | Report | 4 | 400 | WQMP Summary dated 1/23/2019 | 80918 | 30620 | 30716 | 140113 | 140327 | 8050002 | 4011 | 8050002+4011 | #VALUE!
AR0053368 | Chito Properties LLC - Round Mountain Estates at Iron Bluffs | Terrapin Creek | 0 |  | 4K | Boone | 0.015 | 10 | 15 | 2.3 | 6 | 1 |  | 10 | 15 | 10.3 | 3.9 | 5 | 1 |  | 3 | 18.5 | Modeling analysis dated 1/25/2023. | 230618 |  |  | 240701 | 240802 | 11010001 | 58 | 11010001+58 | #N/A | NO2+NO3: 10 mg/l Inst Max (not TMDL based)
AR0051942 | SamSand, LLC | Red River | 1120 |  | 1B | Miller | 0.1 | [15 empty] | WQMP Summary dated 1/4/2022. Chlorides and TDS TMDL withdrawn on 11/9/2018. | 180829 | 181010 | 181109 | 190205 | 190308 | 11140201 | 7 | 11140201+007 | N/A
51373 | Judy Surrett dba China Café | Un. Trib./Willow Springs Branch | 0 |  | 3C | Pulaski | 0.001 | 10 | 15 | 5 | 3 |  |  | 10 | 15 | 10 | 5.2 | 3 |  |  |  | <10 | New in 2010. | 100315 | 100202 | 100222 | 100630 | 100803 | 11110207 | 1017 | 11110207+1017 | #VALUE!
AR0041050 (terminated) | Nazarene Church South Arkansas District (removed from WQMP in 2025) | Un. Trib./Macks Creek | 0 |  | 2F | Polk | 0.009 | 10 | 15 | 5 | 6 |  |  | 10 | 15 | 5 | 5 | 2 |  |  | 4 | <10 | Modeling analysis dated 9/18/2018. Facility removed from WQMP, limits shown for reference purposes. | 81106 | 80801 |  | 91231 | 140616 | 8040101 | 836 | 8040101+836 | #VALUE! |  | Permit terminated in 2025. Facility removed from WQMP.
37770 | BASF Corporation | Mississippi River | 119000 |  | 6C | Crittenden | 0.28 | >120 mg/l (BOD5) |  |  | 2 |  |  | Year-round | [6 empty] | 3 | >>100 | model segmented with West Memphis, Memphis North, Memphis South, BASF see "22039.SMP" | 150211 | 130614 | 130708 | 151013 | 160413 | 8010100 | 31 | 8010100+31 | #VALUE!
AR0047937 | Central Arkansas Water - Jack H. Wilson Water Treatment Plant | Un. Trib/Grassy Flat Creek | 0 |  | 3C | Pulaski | 0.17 |  | 20 |  |  |  | 0.011 |  | 20 |  |  |  |  | 0.011 |  | <10 | WQMP Summary dated 11/29/2021. | 220710 |  |  | 230206 | Approval Pending | 11110207 | 23 | 11110207+23 | #N/A
AR0052809 (terminated) | Clampit LLC - Clampit Country Kitchen | Un. Trib/Coleman Creek | 0 |  | 2F | Garland | 0.00185 | 20 | 20 | 10 | 2 |  |  | 20 | 20 | 14 | 14 | 2 |  |  | 3 | 1 | Modeling analysis dated 4/13/2017. Permit terminated in 2020. Limits shown for reference purposes only. | 170530 |  |  | 210830 | 210928 | 8040203 | 19 | 8040203+19 | #N/A
21644 | Clarendon | White River | 6100 | 6280 | 4A | Monroe | 0.7 | 30 (BOD5) | 30 |  | 2 |  |  | Year-round | [6 empty] | 3 | 25555 | Modeling analysis dated 8/9/2018. | 80715 | 180912 | 181025 | 140113 | 140327 | 8020303 | 5 | 8020303+5 | #VALUE!
22187 | Clarksville (Outfall 001) | Backwaters of Lake Dardanelle | 0 |  | 3H | Johnson | 2 | 10 | 15 | 1.3 | 5 | Report | 0.048 | 10 | 15 | 4 | 1.3 | 7 | Report | 0.048 | 3 | 152396 | Outfall 002 limits based on modeling analysis dated 10/22/2019. See summary sheet for basis of outfall 001 limits. | 200909 | 191218 | 191227 | 210830 | 210928 | 11110202 | 6 | 11110202+6 | #VALUE!
22187 | Clarksville (Outfall 002) | Spadra Creek | 0 |  | 3H | Johnson | HCR limit ≤ 13% of upstream | 25 | 90 | 13.4 | 2 | Report |  | 30 (BOD5) (Nov-Mar) 25 (CBOD5) (April) | 90 |  | 13.4 | 2 | Report |  | 3 | [7 empty] | 11110202 | 30 | 11110202+30 | #VALUE!
AR0037800 | Clean Harbors El Dorado, LLC (Outfall 007) | Boggy Creek | 0 |  | 2D | Union | *HCR limit = 7% of upstream | [14 empty] | 3.1 | *Outfall 007 is flow limited to 7% of upstream Boggy Creek flow. WQMP Summary dated 12/7/2021. | 160101 |  |  | 170920 | 171102 | 8040202 | 7 | 8040202+7 | #VALUE!
AR0052388 | Current River Beach Resort | Un. Trib/Current River | 0 |  | 4G | Randolph | 0.003 | 10 | 15 | 5 | 2 |  |  | 10 | 15 | 10 | 3.9 | 6 |  |  | 3 | 0.045 | Modeling analysis dated 1/5/2021. | 210415 |  |  | 210830 | 210928 | 11010008 | 1 | 11010008+1 | #N/A
48836 | Clinton-East | Un. Trib./So. Fork L. Red R | 0 |  | 4E | Van Buren | 1.2 | 7 | 15 | 2.1 | 7 | Report |  | 20 | 20 | 6.3 | 2.1 | 7 | Report |  | 1 | <10 | Modeling analysis dated 1/14/2019. | 190424 | 190227 | 190319 | 200325 | 200416 | 11010014 | 36 | 11010014+36 | Yes | FCB (May-Sep): 18200 Mcol/day FCB (Oct-Apr): 90900 Mcol/day E.coli (May-Sep): 18600 Mcol/day E.coli (Oct-Apr): 93100 Mcol/day
48747 | Clinton-West | Un. Trib./So. Fork L. Red R | 0 |  | 4E | Van Buren | 1.5 | May-June 10 | May-June 15 | May-June 1 | May-June 7.0 | May-June Report | May-June 0.011 (Inst. Max) | Nov-April 10 | Nov-April 15 | 5 | 2.1 | 7 | Report | 0.011 (Inst. Max) | 3 | <10 | No discharge allowed July-Oct. Modeling analysis dated 4/9/2019. | 200429 | 200427 | 200506 | 210830 | 210928 | 11010014 | 38 | 11010014+38 | Yes | FCB: 200/400 col/100ml (Monthly Avg, May-June) and 1000/2000 col/100ml (7-day Avg, Nov-Apr). E.Coli: 410 col/100ml (7-day Avg, May-June) and 2050 col/100ml (7-day Avg, Nov-Apr)
47686 | Coal Hill | Arkansas River | 878 |  | 3H | Johnson | 0.15 | 30 (BOD5)* | 90* |  | 2 |  |  | Year-round | [6 empty] | 3 | 150000 | *TBEL for BOD5 and TSS meets WQ based on model dated 8/31/2009. Model includes Butterball - Ozark, City of Altus, City of Ozark, City of Coal Hill, and Tyson-River Valley. | 70323 | 120313 | 140327 | 140113 | 140327 | 11110202 | 38 | 11110202+38 | #VALUE!
43192 | Colt | Taylor Creek Ditch | 0 |  | 5B | St. Francis | 0.055 | Effluent Storage May-Oct. | [5 empty] | 30 (BOD5) | 90 |  |  | 2 |  |  | 3 | 5 | Modeling analysis dated 3/18/2021. | 150916 | 160211 | 160301 | 170920 | 171102 | 8020205 | 455 | 8020205+455 | #VALUE! | FCB: 1000 col/100 ml (November-April)
AR0052566 | Columbia County - Class IV Landfill | Un. Trib/Nations Creek | 0 |  | 1A | Columbia | 0.239 | [15 empty] | WQMP Summary dated 9/8/2021. | 130301 |  |  | 151013 | 160413 | 11140203 | 923 | 11140203+923 | Yes | Total Lead: 2.67 ug/l and 0.0054 lb/day
49212 | Butterball, LLC - Alix Feed Mill | Un. Trib./Cedar Creek | 0 |  | 3H | Franklin | 0.0036 | 15 | 20 | 5 | 2 |  |  | 20 | 20 | 12 | 5.6 | 5 |  |  | 3 | 0.4 | Modeling analysis dated 5/24/2021. | 100908 | 100520 | 100630 | 140113 | 140327 | 11110202 | 4060 | 11110202+4060 | #VALUE!
50938 | Concord Water and Sewer Public Facilities Board of Crawford County, AR | Un. Trib./Flat Rock Creek | 0 |  | 3H | Crawford | 0.2 | 9.5 | 15 | 3 | 4 | Report |  | 10 | 15 | 8 | 5.6 | 4 | Report |  | 3 | <10 | Modeling analysis dated 8/20/2018. | 80615 | 181030 | 181129 | 200325 | 200416 | 11110104 | 1 | 11110104+1 | #VALUE!
AR0052507 | Resolute El Dorado (Outfalls 001 and 002) | Un. Trib./Gum Creek | 0 |  | 2D | Union | variable | 20 | 35 | 5 | 3 |  |  | 25 | 35 | 5 | 5 | 5 |  |  | 3 | 6.7 | Modeling analysis dated 3/11/2020. | 231224 | 231115 | 231130 | 240701 | 240802 | 8040202 | 908 | 8040202+908 | #N/A
51764 | Construction Waste Management, Inc. Class IV Landfill - Outfall 001 | Un. Trib./Palarm Creek | 0 |  | 3F | Faulkner | variable | 37* | 27 | 4.9 | 2 |  |  | Year-round | [9 empty] | 100914 | 101025 | 110121 | 140113 | 140327 | 11110203 | 1 | 11110203+1 | #VALUE!
51764 | Construction Waste Management, Inc. Class IV Landfill - Outfall 002 | Un. Trib./Palarm Creek | 0 |  | 3F | Faulkner | variable | 37* | 27 | 4.9 | 2 |  |  | Year-round | [9 empty] | 100914 | 101025 | 110121 | 140113 | 140327 | 11110203 | 1 | 11110203+1 | #VALUE!
33359 | Conway Corporation - Stone Dam Creek | Un. Trib./Stone Dam Creek | 0 |  | 3F | Faulkner | 6 | 10 | 15 | Report | 3 |  |  | 10 | 15 | Report | Report | 6 |  |  | 5 | <10 | NH3-N limits are mass limits from the TMDL for Stone Dam Creek. | 90714 | 90309 | 100526 | 91231 | 140616 | 11110203 | 904 | 11110203+904 | #VALUE!
47279 | Conway Corporation - Tucker Creek | Arkansas River | 743 | 1210 | 3F | Faulkner | 6.4 | 30 (BOD5) | 30 |  | 2 |  |  | Year-round | [6 empty] | 3 | 156408 | Segmented model dated 2/22/2013 "47279S_C.SMP" and "47279S_P.SMP" | 220227 | 211208 | 220107 | 230206 | 230310 | 11110203 | 9 | 11110203+9 | #VALUE!
51951 | Conway Corporation - Tupelo Bayou | Arkansas River | 743 | 1210 | 3F | Faulkner | 16 | 30 (BOD5) | 30 |  | 2 |  |  | Year-round | [7 empty] | 156408 | Segmented model dated 2/22/2013 "47279S_C.SMP" and "47279S_P.SMP" | 111220 | 130626 | 130719 | 140113 | 140327 | 11110203 | 9 | 11110203+9 | #VALUE!
AR0051985 (expired) | Coon Bayou, LLC - K Partners Hospitality USA, LLC - Delta Resort and Spa | Canal # 43 | 0 |  | 2A | Desha | 0.055 | 10 | 15 | 5.2 | 5 |  |  | 10 | 15 | 14.7 | 5.2 | 5 |  |  |  | <10 | Modeling analysis dated 9/9/2019. Permit terminated 11/30/2021. Limits shown for reference purposes. | 120711 | NA | NA | 230206 | 230310 | 8050002 | 10 | 8050002+10 | #N/A
AR0038822 (terminated) | Cooper Tire and Rubber Co. | Un. Trib., Nix Creek | 0 |  | 1B | Miller | 0.447 | 50* | NA | NA | 3 |  |  | 40* | NA | NA | NA | 6 |  |  |  | <10 | The limits prior to 2009 were COD so the facility was not in the WQMP. Monthly TSS limits removed & design flow rate dropped based on the PAR. There is a TSS Daily Max. limit of 53.0 mg/L. Permit terminated in 2013, removed from WQMP in 2014 Gov Cert. Facility is now covered under a stormwater general permit. | 90213 | 81031 | 81114 | 91231 | 140616 | 11140302 | 3 | 11140302+3 | Yes
50474 | Coreslab Structures (Arkansas), Inc. (Removed from WQMP in 2016) | Un. Trib/Stone Dam Creek |  |  | 3F | Faulkner | variable | [13 empty] | 4 | <10 | Removed from WQMP in 2016 Gov Cert because COD/TSS limits are tech-based not WQ-based. Facility erroneously included in WQMP in 2005. | 50820 | 50801 |  | 151013 | 160413 |  |  | + | #VALUE!
33979 | Corning, City of | Black River | 272 |  | 4G | Clay | 0.89 | 30 (BOD5) | 90 |  | 2 |  |  | Year-round | [6 empty] | 3 | 1749 | Modeling analysis dated 11/29/2018. | 80915 | 181220 | 190222 | 190205 | 190308 | 11010007 | 2 | 11010007+2 | #VALUE!
33545 | Cotter-Gassville | White River | 411 |  | 4I | Baxter | 0.5 | 30 (BOD5) | 30 |  | 2 |  |  | Year-round | [6 empty] | 3 | >6000 | Modeling analysis dated 8/26/2022. This segment of White River is designated trout water. | 120426 | 220906 | 221013 | 140113 | 140327 | 11010003 | 2 | 11010003+2 | #VALUE!
33391 | Cotton Plant | Un. Trib./Turkey Creek | 0 |  | 4B | Woodruff | 0.4 | 20 | 20 | 4 | 4 |  |  | 20 | 20 | 10 | 5.2 | 6 |  |  | 3 | 0.04 | Modeling analysis dated 3/26/2018. | 120530 | 180402 | 180426 | 140113 | 140327 | 8020302 | 3 | 8020302+3 | #VALUE!
40118 | Country Mountain Inn | Un. Trib./Keels Creek | 0 |  | 4K | Carroll | 0.005 | 10 | 15 | 5 | 2 |  | 0.011 | 10 | 15 | 10 | 3.9 | 6 |  | 0.011 | 4 | <10 | Modeling analysis dated 2/24/2020. | 210105 | 91119 | 100212 | 210830 | 210928 | 11010001 | 1291 | 11010001+1291 | #VALUE!
AR0044636 (terminated) | County Line School District | North Fork of Little Creek | 0 |  | 3H | Logan | 0.0085 | 20 | 20 | 4 | 4 |  |  | 20 | 20 | 14 | 5.6 | 3 |  |  | 3 | <10 | Modeling analysis dated 4/12/1989. Facility removed from WQMP in 2019 and permit terminated. Limits from terminated permit are shown for reference purposes only. | 90520 | 90309 | 100526 | 200325 | 200416 | 11110202 | 42 | 11110202+42 | #VALUE!
49247 | Cove | Buffalo Creek | 0.0311 |  | 1D | Polk | 0.075 | 15 | 20 | 3 | 6 |  |  | 15 | 20 | 12 | 6.1 | 2 |  |  | 3 | 10.5 | Modeling analysis dated 5/3/2017. | 170614 | 70214 | 140113 | 170920 | 171102 | 11140108 | 7 | 11140108+7 | #VALUE!
36048 | Cowhide Cove Rec. Area | Lake Greeson | 0 |  | 2G | Pike | 0.02 | 10 | 15 | 5 | 5 | 0.17 lb/day | 0.191 (Inst. Max) | 10 | 15 | 10 | 5.2 | 5 | 0.17 lb/day | 0.191 (Inst. Max) | 4 | 237 | Jet-Mix analysis for TRC and TP dated 4/4/2019. | 190929 | 90508 | 100416 | 200325 | 200416 | 8040103 | 4031 | 8040103+4031 | #VALUE!
22195 | Crawfordsville | Alligator Bayou | 0 |  | 5A | Crittenden | 0.08 | 15 | 15 | 4 | 5 |  |  | 15 | 15 | 11 | 5.2 | 5 |  |  | 3 |  | Modeling analysis dated 8/19/2019. | 81015 | 81001 | 81024 | 91231 | 140616 | 8020203 | 6 | 8020203+6 | #VALUE!
49191 | Cricket Creek RV Estates | Un. Trib/Table Rock Lake | 0 |  | 4K | Boone | 0.009 | 10 | 15 | 3.9 | 5 | 1 | 0.011 | 10 | 15 | 5 | 3.9 | 5 | 1 | 0.011 | 4 | 1244 | WQMP Summary dated 3/16/2021. | 220123 | 101025 | 110121 | 230206 | 230310 | 11010001 | 50 | 11010001+50 | #VALUE!
42544 | Speedy Stop, LLC | Un. Trib./Fish Creek | 0 |  | 3C | Pulaski | 0.003 | 15 | 20 | 5 | 3 |  |  | 20 | 20 | 12 | 6.1 | 2 |  |  | 3 | 0.3 | Modeling analysis dated 9/15/2022. | 170610 | 70214 | 70726 | 170920 | 171102 | 11110207 | 26 | 11110207+26 | #VALUE!
44041 | Cross County High School | Cooper Creek | 0 |  | 5B | Cross | 0.01 | 30 (BOD5) | 30 |  | 3 |  | 0.011 | 30 (BOD5) | 30 |  |  | 2 |  | 0.011 | 3 | 20 | Modeling analysis dated 5/19/2010 includes City of Cherry Valley (AR0021393) | 210926 | 160211 | 160301 | 230206 | Approval Pending | 8020205 | 5 | 8020205+5 | Yes | FCB: 7.571 E+07 col/day (May-Sep) FCB: 3.785 E+08 col/day (Oct-Apr)
591 | Martin Operating Partnership L.P. | Smackover Creek | 0.34 | 4.55 | 2D | Union | 0.238 (May-Oct) 0.297 (Nov-Apr) | 12 |  | 4.2 | 4 |  |  | 30 |  | 15 | 15 | 3.2 |  |  | 3 | 385 | Modeling analysis dated 12/6/2017. Includes Martin Operating (AR0000591), City of Norphlet (AR0035653) and City of Smackover (AR0021440). | 180523 | 171222 | 180108 | 190205 | 190308 | 8040201 | 6 | 8040201+6 | #VALUE!
42315 | Crossett Harbor Port Authority | Cut Channel of Ouachita River | 7.21 |  | 2D | Ashley | 0.013 | 30 (BOD5) | 30 |  | 2 | 0.11 (lb/day) |  | 30 (BOD5) | 30 |  |  | 2 | 0.11 (lb/day) |  | 4 | 10568 | Modeling analysis dated 11/2/2022. | 121122 | 870324 | 870521 | 140113 | 140327 | 8020202 | 3 | 8020202+3 | #VALUE!
50563 | Landers BCO, LLC d/b/a Crossroads Village | Un. Trib./Clift Creek | 0 |  | 2C | Saline | 0.05 | 15 | 20 | 5 | 3 |  | 0.011 | 15 | 20 | 10 | 6.1 | 4 |  | 0.011 | 3 | <10 | Modeling analysis dated 12/2/2022. | 230813 | 200122 | 200219 | 240701 | 240802 | 8040203 | 10 | 8040203+10 | #N/A
AR0053279 | Dairy Queen - Big Red #154 | Un. Trib./Big Creek | 0 |  | 2C | Grant | 0.001 | 10 | 15 | 5 | 6 |  |  | 10 | 15 | 10 | 6.1 | 6 |  |  | 3 | 3.7 | Modeling analysis dated 12/28/2020. | 210414 |  |  | 210830 | 210928 | 8040203 | 904 | 8040203+904 | #N/A
38113 | Daisy State Park | Lake Greeson | 0 |  | 2G | Pike | 0.04 | 10 | 15 | 5 | 5 | 0.33 lb/day |  | 10 | 15 | 10 | 5.2 | 5 | 0.33 lb/day |  | 4 | 174 | Jet-Mix analysis for TP dated 4/5/2019. | 190929 | 90731 | 91029 | 200325 | 200416 | 8040103 | 20 | 8040103+20 | #VALUE!
41769 | Dalton Mobile Home | Un. Trib./Mine Creek | 0 |  | 1C | Howard | 0.0054 | 10 | 15 | 5 |  |  |  | 10 | 15 | 10 |  |  |  |  | 4 | <10 | Permit terminated in 2010. Removed from WQMP in 2014 Governor Certification. | 860830 | [6 empty] | + | #VALUE!
22241 | Danville - Outfall 001 | Petit Jean River | 0.6 | 1.93 | 3G | Yell | 0.15 | 10 | 15 | 2 | 6 |  |  | 10 | 15 | 10 | 10 | 3 |  |  | 3 | 768 | Included in segmented model dated 4/3/2019 with Wayne Farms (AR0038768). See AR0038768_WQMP Summary_20220920. | 90215 | 190703 | 190719 | 91231 | 140616 | 11110204 | 3 | 11110204+3 | #VALUE!
| Danville - Outfall 002 | [5 empty] | 0.8 | 10 | 15 | 2 | 6 |  |  | 10 | 15 | 10 | 10 | 3 | [10 empty] | 11110204 | 3 | 11110204+3 | #VALUE!
33421 | Dardanelle | Arkansas River | 743 | 1210 | 3F | Yell | 0.98 | 30 (BOD5) | 30 |  | 2 |  |  | Year-round | [6 empty] | 1 | 153670 | Modeling analysis dated 9/27/2016 "SEG3F_C" and "SEG3F_P" includes Tyson, Dardanelle, Atkins-N, Oppelo. | 90617 | 161007 | 161021 | 91231 | 140616 | 11110203 | 31 | 11110203+31 | #VALUE!
51471 | Paul J. Dean dba Porky's One Stop | Un. Trib./Cane Creek | 0 |  | 3H | Logan | 0.001 | 10 (BOD5) | 15 |  | 2 |  |  | 10 (BOD5) | 15 |  |  | 5 |  |  |  | <10 | Modeling analysis dated 6/25/2015. | 110824 | 100305 | 100407 | 151013 | 160413 | 11110202 | 45 | 11110202+45 | #VALUE!
22292 | Decatur | Columbia Hollow Creek | 0.0484 | 0.34 | 3J | Benton | 3.8 | 10 | 15 | 1.6 | 6 | 0.5 |  | 10 | 15 | 4.1 | 1.7 | 6.3 | 0.5 |  | 3 | 11 | *Nitrate+Nitrite-N = 10 mg/L year-round; Model analysis dated 9/29/2017. | 180214 | 171005 | 171213 | 190205 | 190308 | 11070209 | 949 | 11070209+949 | #VALUE! | NO2+NO3 limit of 10 mg/l (not TMDL-based)
41432 | Delight | Un. Trib./Wolf Creek | 0 |  | 2G | Pike | 0.12 | 20 | 30 | 3.7 | 3 |  | 0.011 | 25 | 30 | 10 | 6.1 | 5 |  | 0.011 | 3 | 0.27 | Modeling analysis dated 4/24/2017. | 220213 | 220602 | 220629 | 230206 | 230310 | 8040103 | 11 | 8040103+11 | #VALUE!
AR0047953 | PotlatchDeltic Manufacturing LLC - Waldo Mill | Un. Trib./Beech Creek | 0 |  | 1A | Columbia | Variable | 50 (BOD5) | 125 |  | 2 |  |  | 50 (BOD5) | 125 |  |  | 5 |  |  | 1 | <11 | Added to WQMP in 2010. BOD5, TSS, and DO limits based on modeling analysis performed by FTN dated 4/14/1999. | 130301 | 91230 | 100203 | 151013 | 160413 | 11140203 | 1145 | 11140203+1145 | Yes | Total Lead: 3.36 ug/L and 0.00561 lb/day
21733 | DeQueen | Un. Trib./ Bear Creek | 0 |  | 1C | Sevier | 4 | 8 | 15 | 2 | 6 | 1 | 0.011 | 10 | 15 | 5 | 2.4 | 8 | 1 | 0.011 | 1 | 50 | Modeling analysis dated 7/16/2019 also includes Weyerhaueser (AR0002909) | 200206 | 190813 | 190906 | 210830 | 210928 | 11140109 | 925 | 11140109+925 | #VALUE!
22250 | Dermott | Bayou Bartholomew | 5.49 | 15.4 | 2B | Chicot | 1.2 | 25 | 90 | 3 | 6 |  | 0.033 | 30 (BOD5) (Nov-Mar) 25 (CBOD5) (Apr) | 90 |  | 13.6 | 2 |  | 0.07 | 3 | 600 | Modeling analysis dated 1/28/2020. | 201028 | 200427 | 200506 | 210830 | 210928 | 8040205 | 912 | 8040205+912 | Yes | Chloride: 530.8 lb/day Sulfate: 410.6 lb/day TDS: 3244.9 lb/day
22225 | Des Arc | White River | 4190 |  | 4D | Prairie | 0.5 | 30 (BOD5)* | 30* |  | 2 |  |  | Year-round | [6 empty] | 3 | 19860 | *This tech-based limit meets water quality based on modeling analysis dated 9/23/2009. | 201223 | 200427 | 200506 | 210830 | 210928 | 8020301 | 4 | 8020301+4 | #VALUE!
35611 | DeValls Bluff | White River | 4960 |  | 4D | Prairie | 0.2 | 30 (BOD5)* | 90 |  | 2 |  |  | Year-round | [6 empty] | 3 | 23483 | * This TBEL for BOD5 meets water quality based on modeling analysis dated 12/30/2005 segmented with Biscoe. | 140507 | 150902 | 150911 | 151013 | 160413 | 8020301 | 1 | 8020301+1 | #VALUE!
21431 | Dewitt | LaGrue Bayou | HCR |  | 4A | Arkansas | 0.738 | 25 | 30 | 5 | 4 |  |  | 30 (BOD5) | 30 |  |  | 2 |  |  | 3 | 237 | Modeling analysis dated 3/7/2024. | 240721 | 240415 | 240424 | 140113 | 140327 | 8020303 | 7 | 8020303+7 | #VALUE! |  | TSS and DO limit revised.
[7 empty] | HCR | Effluent flow not to exceed 8% of streamflow. | [5 empty] | Effluent flow not to exceed 26% of streamflow.
44920 | Diamond Bluff Property Owners Improvement District #1 | Greers Ferry Lake | 0 |  | 4E | Cleburne | 0.017 | 10 | 15 | 5 | 6 | 1 |  | 10 | 15 | 10 | 5.3 | 6 | 1 |  | 4 |  |  | 100113 | 91230 | 100203 | 100630 | 100803 | 11010014 | 14 | 11010014+14 | #VALUE!
48615 | Lake Catherine Waterworks & Sewer Facilities Board of Garland County - Riviera Utilities WWTF | Unnamed trib. of Lake Catherine | 0 |  | 2F | Garland | 0.05 | 10 | 15 | 5 | 5 | Report | 0.011 | 10 | 15 | 10 | 5.2 | 5 | Report | 0.011 | 3 | 0.3 | WQMP Summary dated 12/20/2019. | 211010 | 90626 | 91029 | 230206 | 230310 | 08040101 | 0470 | 08040101+0470 | #VALUE!
41033 | Diaz | Un.ditch/Village Creek | 0 |  | 4C | Jackson | 0.23 | 20 | 30 | 5 | 3 |  |  | 25 | 30 | 10 | 5.2 | 3 |  |  | 3 | 2.4 | Modeling analysis dated 5/16/2017. | 120906 | 120626 | 120709 | 140113 | 140327 | 11010013 | 6 | 11010013+6 | Yes
21709 | Dierks | Holly Creek | 0 |  | 1C | Howard | 0.23 | 10 | 15 | 5 | 5 |  | 0.011 | 20 | 20 | 8 | 6.1 | 5 |  | 0.011 | 3 |  | Modeling analysis dated 7/31/2024. | 230618 | 230213 | 240215 | 240701 | 190308 | 11140109 | 13 | 11140109+13 | Yes | FCB: 3.48E+9 col/day (May-Sep) FCB: 1.74E+10 col/day (Oct-Apr) E.coli: 3.57E+09 col/day (May-Sep) E.coli: 1.78E+10 col/day (Oct-Apr)
50091 | Chicot Co. - Ditch Bayou Boat Ramp | Ditch Bayou | 14.25 |  | 2A | Chicot | 0.0005 | 30 (BOD5) | 30 |  | 5 |  |  | Year-round | [6 empty] | 3 | 410 | Modeling analysis dated 3/6/2019. | 81115 | 81001 | 81024 | 91231 | 140616 | 8050002 | 4 | 8050002+4 | #VALUE!
43931 | Granite Hill Mobile Home Park, LLC | Un. Trib./Fish Creek | 0 |  | 3C | Pulaski | 0.0225 | 25 | 30 | 5 | 5 |  | 0.011 | 30 (BOD5) | 30 |  |  | 3 |  | 0.011 | 3 | <10 | Modeling analysis dated 7/13/2016. | 110515 | 890109 | 890217 | 230206 | 230310 | 11110207 | 204 | 11110207+204 | #VALUE!
49913 | Dogwood Meadows | Un. Trib./East Fork Cadron Cr. | 0 |  | 3D | White | 0.0046 | 15 | 20 | 5 | 2 |  |  | 15 | 20 | 10 |  | 2 |  |  | 3 | <10 | New discharge, modeled at Qe=0.01 mgd | 21111 | 21106 | 21216 | 140113 | 140327 | 11110205 | 5 | 11110205+5 | #VALUE!
33987 | Dumas | Canal 19/Bayou Macon | 5 |  | 2A | Desha | 1.37 | 25 (April-Oct) | 45 | 5.3 | 3 |  | 0.028 | 30 (BOD5) (Nov-Mar) | 45 |  | 5.3 | 3 |  | 0.028 | 3 | 150 | Modeling analysis dated 8/16/2016. | 230521 | 211208 | 220107 | 240701 | 171102 | 8050001 | 20 | 8050001+20 | #VALUE!
AR0048411 | Domtar A.W. LLC - Ashdown Woodyard Wet Deck | Un. Trib./Hudson Creek | 0 |  | 1C | Little River | 0.055 | 30 (BOD5) | 35 |  | 3 |  |  | 30 (BOD5) | 35 |  |  | 3 |  |  | 3 | 0.12 | Modeling analysis dated 7/19/2023. | 180809 |  |  | 190205 | 190308 | 11140109 | 6 | 11140109+6 | #N/A
2968 | Domtar Industries Inc. - Ashdown Mill | Red River | 1240 | 1430 | 1B | Little River | 56.4 | BOD5: Aug; ≥29C=7.6#/cfs, 27C-28.9C=11.4#/cfs, ≤26.9C=16#/cfs BOD5: Sep;≥27C=7.3#/cfs,24C-26.9C=9.9#/cfs, ≤23.9C=14.7#/cfs BOD5: Oct; >20C=15.8#/cfs,≤20C=20#/cfs BOD5: Year-round; 37,566.9 lb/day | [12 empty] | 1 |  | Modeling analysis dated 5/28/2019 includes Ashdown and Domtar. | 210214 | 201105 | 201202 | 210830 | 210928 | 11140106 | 1 | 11140106+1 | #VALUE!
48020 | Donaldson | Ouachita River | 271 |  | 2F | Hot Spring | 0.103 | 30 (BOD5) | 30 |  | 2 |  |  | Year-round | [6 empty] | 3 | 1730 | Modeling analysis dated 2/23/2023. | 70707 | 230511 | 230605 | 140113 | 140327 | 8040102 | 6 | 8040102+6 | #VALUE!
50971 | Doug Loftis Strip Mall (removed from WQMP) | Willow Springs Br/Little Fourche/Fourche Creek | 0 |  | 3C | Pulaski | 0.00125 | 10 | 15 | 5 | 3 |  |  | 10 | 15 | 10 | 5.2 | 3 |  |  | 3 | <10 | Permit terminated in 2013, removed from WQMP in 2014 Gov Cert. | 80715 | 80605 | 80707 | 140113 | 140327 | 11110207 | 24 | 11110207+24 | #VALUE!
50890 | Downhome Restaurant & Catering, Inc. (Removed from WQMP) | Un. Trib./Fourche Creek | 0 |  | 3C | Pulaski | 0.00125 | 10 | 15 | 5 | 5 |  |  | 10 | 15 | 10 | 5.2 | 5 |  |  | 4 | <10 | Removed from WQMP. Permit application cancelled 12/1/2011, model previously segmented with Lawson Elementary (AR0044628). Limits from model are shown here for reference. | 80515 | 80201 | 80325 | 151013 | 160413 | 11110207 | 24 | 11110207+24 | #VALUE!
39047 | Dyess | Tyronza River | 10 |  | 5A | Mississippi | 0.06 | 30 (BOD5) | 30 |  | 2 |  |  | Year-round | [6 empty] | 2 | 169 | Modeling analysis dated 2/3/2021 also includes City of Keiser. | 100909 | 150429 | 150508 | 140113 | 140327 | 8020203 | 12 | 8020203+12 | Yes
51004 | Eagle View WWTF | Un. Trib./Lake Erling | 0 |  | 1A | Lafayette | 0.018 | 10 | 15 | 5 | 5 |  |  | 10 | 15 | 10 | 6.1 | 5 |  |  | 4 | 0.1 | WQMP Summary dated 12/9/2019. | 130301 | 80605 | 80707 | 151013 | 160413 | 11140205 | 4021 | 11140205+4021 | Yes | Total Copper: 9.09 ug/l and 0.00137 lb/day Total Lead: 2.67 ug/l and 0.00041 lb/day
50717 | Arkansas Water and Wastewater Management Corporation - Eaglebrook Subdivision | Un. Trib./Little Palarm Cr. | 0 |  | 3F | Faulkner | 0.029 | 15 | 20 | 5 | 4 | 1 |  | 20 | 20 | 10 | 5.6 | 2 | 1 |  | 3 | <10 | Modeling analysis dated 4/5/2017. | 170426 | 61122 | 70517 | 240701 | 171102 | 11110205 | 5 | 11110205+5 | #VALUE!
34304 | Earle | Tyronza River | 29 |  | 5A | Crittenden | 0.59 | 30 (BOD5) | 90 |  | 3 |  |  | Year-round | [6 empty] | 3 | 540 | Modeling analysis dated 7/2/2020. | 150911 | 150429 | 150508 | 170920 | 171102 | 8020203 | 909 | 8020203+909 | #VALUE!
AR0000906 | Prescott Lumber Mill | Mill Branch | 0 |  | 2G | Nevada | 0.4 | 20 (BOD5) | 35 |  | 2 |  |  | 20 (BOD5) | 35 |  |  | 4 |  |  | 3 | <10 | Modeling analysis dated 5/23/2019. | 140507 | 190703 | 190719 | 151013 | 160413 | 8040103 | 31 | 8040103+31 | N/A
45578 | Arkansas Dept of Corrections - East Regional Unit | St. Francis River | 430 |  | 5A | Lee | 0.65 | 30 (BOD5) | 30 |  | 2 |  |  | Year-round | [6 empty] | 3 | 7400 | Modeling analysis dated 12/15/2017. | 70511 | 171222 | 180108 | 140113 | 140327 | 8020203 | 2 | 8020203+2 | #VALUE!
42862 | Sheridan School District #37 East End Schools | Un. Trib./McCright Branch | 0 |  | 3C | Saline | 0.04 | 15 | 40 | 3 | 4 |  |  | 30 (BOD5) | 90 |  |  | 2 |  |  | 3 | <10 | Modeling analysis dated 7/11/2019. | 200212 | 80801 | Default | 210830 | 210928 | 11110207 | 26 | 11110207+26 | #VALUE!
49328 | Saline County Property Owner's Improvement District #37 Riverside Hills Subdivision Project | Un. Trib./South Fork Saline River | 0 |  | 2C | Saline | 0.035 | 10 | 15 | 5 | 6 |  |  | 10 | 15 | 10 | 5.2 | 6 |  |  | 4 | <10 | Modeling analysis dated 1/9/2017. | 191117 | 200122 | 200219 | 200325 | 200416 | 8040203 | 20 | 8040203+20 | #N/A
34282 | Cherokee Village Sewer, Inc. | South Fork of the Spring River | 4.81 |  | 4H | Sharp | 0.016 | 10 | 15 | 5 | 2 |  |  | 10 | 15 | 10 | 10 | 2 |  |  | 4 | 324 | Modeling analysis dated 2/8/2019. | 81112 | 81001 | 81024 | 91231 | 140616 | 11010010 | 11 | 11010010+11 | #VALUE!
44938 | O.K. Foods - Ft. Smith Wastewater Treatment Facility | Arkansas River | 878 | 1180 | 3H | Sebastian | 3.5 | 13.4 | 16.8 | 3.4 | 2 | Report |  | Year-round |  |  |  |  | Report |  | 3 | 150000 | Modeling analysis dated 10/23/2012. | 181205 | 180612 | 180627 | 190205 | 190308 | 11110104 | 1 | 11110104+1 | #VALUE!
24066 | Eden Isle Corporation (removed from WQMP) | Greers Ferry Lake | 0 |  | 4E | Cleburne | 0.18 | 10 | 15 | 5 | 6 | 0.9 lb/day | 0.12 (Inst. Max) | 10 | 15 | 10 | 5.3 | 6 | 0.9 lb/day | 0.12 (Inst. Max) | 4 | 1150 | WQMP Summary dated 8/20/2019. Permit terminated in August 2021. Removed from WQMP. Limits shown for reference purposes only. | 200520 | 191011 | 191031 | 210830 | 210928 | 11010014 | 4021 | 11010014+4021 | #VALUE!
44661 | Edmondson | Fifteen Mile Bayou | 8.8 | 9.2 | 5A | Crittenden | 0.063 | 30 (BOD5) | 90 |  | 3 |  |  | Year-round | [6 empty] | 3 | 88 | Modeling analysis dated 8/10/2016. | 111011 | 890925 | 900508 | 140113 | 140327 | 8020203 | 6 | 8020203+6 | #VALUE!
43524 | Egypt | Un. Trib./Old Cache River Slough | 0 |  | 4B | Craighead | 0.025 | Effluent Storage May-Oct. | [5 empty] | 30 (BOD5) | 90 |  |  | 2 |  |  | 3 | 5 | Modeling analysis dated 11/17/2009 | 91211 | 91230 | 100203 | 100630 | 100803 | 8020302 | 21 | 8020302+21 | Yes (turbidity) | None
50296 | El Dorado Joint Pipeline | Ouachita River via Joint Pipeline | 750 | 950 | 2D | Union | 20 | 17.5 | 5004 (lb/day) | 8 | 2 | 0.7 (July-Oct) |  | 20.1 | 5004 (lb/day) | 19.4 | 19.4 | 2 | 1.0 (Nov.-June) |  | 1 | 6500 | Modeling analysis dated March 16, 2005 | 130712 | 50321 | 50721 | 170920 | 140327 | 8040201 | 2 | 8040201+2 | yes | Mercury: 0.015 lb/day
49743 | City of El Dorado | Ouachita River via Joint Pipeline |  |  |  |  | AR0049743 voided and limits transferred to AR0033743 and AR0033936. | [13 empty] | 1 | 6500 | Modeling analysis dated March 16, 2005 |  |  |  |  | 171102 | 8040201 | 2 | 8040201+2 | yes
AR0000647 | Lion Oil (Outfall 010) | Ouachita River via Joint Pipeline |  |  |  |  | 3 | 21.5 | - | 8 | 2 |  |  | 21.5 | - | 8 |  | 2 |  |  | 1 | 6500 | Modeling analysis dated March 16, 2005 | [5 empty] | 8040201 | 2 | 8040201+2 | #VALUE!
AR0000752 | El Dorado Chemical Co. (Outfall 010) | Ouachita River via Joint Pipeline |  |  |  |  | 2 | 5 | - | 15.9 | 2 |  |  | 10 | - | 15.9 | 15.9 | 2 |  |  | 1 | 6500 | Modeling analysis dated March 16, 2005 | [5 empty] | 8040201 | 2 | 8040201+2 | #VALUE!
AR0001171 | Lanxess Corp.-Central (Outfall 010) | Ouachita River via Joint Pipeline |  |  |  |  | 3 | 383.33 lb/day | 750.6 lb/day | 12.5 lb/day | Report |  |  | 383.33 lb/day | 750.6 lb/day | 12.5 lb/day | 12.5 lb/day | Report |  |  | 1 | 6500 | Modeling analysis dated March 16, 2005 | 240414 | 240306 | 240405 | 240701 | 240802 | 8040201 | 2 | 8040201+2 | #VALUE!
AR0001171 | Lanxess Corp.-Central (Outfalls 002 and 006, Tier II) | Un. Trib./Bayou de Loutre | 0 |  | 2D | Union | 0.726 | 15 | 30 | 0.5 | 4 |  |  | 15 | 30 | 0.5 | 0.5 | 6 |  |  | 3 |  | Modeling analysis dated 11/17/2020 | 240414 | 240306 | 240405 | 240701 | 240802 | 8040202 | 910 | 8040202+910 | #VALUE!
AR0000752 | El Dorado Chemical Co. (Outfall 001) | Un. Trib./Flat Creek | 0 |  | 2D | Union | 2.8 |  | 30 | 2.43 | 4 |  |  |  | 30 | 5.5 | 2.43 | 5 |  |  | 3 | <10 | Modeling analysis dated 12/9/2015 | 170208 | 160401 | 160429 | 170920 | 171102 | 8040201 | 606 | 8040201+606 | yes | NH3: 37.9 lb/day (Apr-Oct) (Sum of Outfalls 001/003) NH3: 85.78 lb/day (Nov-Mar) (Sum of Outfalls 001/003) Chlorides: 265 lb/day (Sum of Outfalls 001/003) Sulfates: 503 lb/day (Sum of outfalls 001/003) TDS: 1,338 lb/day (Sum of outfalls 001/003) Chlorides: 19 mg/L (Outfall 001 and 003) Sulfates: 41 mg/L (Outfall 001 and 003) TDS: 138 mg/L (Outfall 001 and 003)
AR0000752 | El Dorado Chemical Co. (Outfall 003) | Un. Trib./Flat Creek | 0 |  | 2D | Union | 0.017 | 10 | 15 | 2.43 | 4 |  |  | 10 | 15 | 5.5 | 2.43 | 2 |  |  | 3 | <10 | Modeling analysis dated 12/9/2015 | 170208 | 160401 | 160429 | 170920 | 171102 | 8040201 | 606 | 8040201+606 | yes | NH3: 37.9 lb/day (Apr-Oct) (Sum of Outfalls 001/003) NH3: 85.78 lb/day (Nov-Mar) (Sum of Outfalls 001/003) Chlorides: 265 lb/day (Sum of Outfalls 001/003) Sulfates: 503 lb/day (Sum of outfalls 001/003) TDS: 1,338 lb/day (Sum of outfalls 001/003) Chlorides: 19 mg/L (Outfall 001 and 003) Sulfates: 41 mg/L (Outfall 001 and 003) TDS: 138 mg/L (Outfall 001 and 003)
AR0000752 | El Dorado Chemical Co. (Outfall 002) | Un. Trib./Flat Creek | 0 |  | 2D | Union | Variable | [15 empty] | TMDL for Chloride, Sulfate, TDS established 10/3/2002. | 170208 | 160401 | 160429 | 170920 | 171102 | 8040201 | 606 | 8040201+606 | yes | Chlorides: 73 lb/day (sum of outfalls 002,006,007) Sulfates: 33 lb/day (sum of outfalls 002,006,007) TDS: 635 lb/day (sum of outfalls 002,006,007)
AR0000752 | El Dorado Chemical Co. (Outfall 006) | Un. Trib./Flat Creek | 0 |  | 2D | Union | Variable | [15 empty] | TMDL for Chloride, Sulfate, TDS established 10/3/2002. | 170208 | 160401 | 160429 | 170920 | 171102 | 8040201 | 606 | 8040201+606 | yes | Chlorides: 73 lb/day (sum of outfalls 002,006,007) Sulfates: 33 lb/day (sum of outfalls 002,006,007) TDS: 635 lb/day (sum of outfalls 002,006,007)
AR0000752 | El Dorado Chemical Co. (Outfall 007) | Un. Trib./Flat Creek | 0 |  | 2D | Union | Variable | [15 empty] | TMDL for Chloride, Sulfate, TDS established 10/3/2002. | 170208 | 160401 | 160429 | 170920 | 171102 | 8040201 | 606 | 8040201+606 | yes | Chlorides: 73 lb/day (sum of outfalls 002,006,007) Sulfates: 33 lb/day (sum of outfalls 002,006,007) TDS: 635 lb/day (sum of outfalls 002,006,007)
33936 | El Dorado Water Utilities-North (Outfall 001) | Un. Trib./Flat Creek | 0 | 0.3 | 2D | Union | 5 | 10 | 15 | Short term (<5 days) May T≤26C: 7.5 26.1-28C: 7.2 >28C: 6.3 June-Oct: 6.1 | 5 |  |  | 10 | 15 | Short term (<5 days) Nov-Mar: 13.5 | Short term (<5 days) T≤18C: 13.3 18.1-20C: 11.7 20.1-22C: 10.3 22.1-24C: 9.1 24.1-26C: 7.95 26.1-28C: 7.0 >28C: 6.2 | 8 |  |  | 3 |  | Modeling analysis dated 10/15/2013. NH3-N limits for April and May based on toxicity and stream temperature. NH3 limits for June-October based on toxicity and ecoregion temperature. NH3 limits for November-March based on dissolved oxygen model. | 130913 | 901130 | 910612 | 170920 | 171102 | 8040201 | 706 | 8040201+706 | #VALUE!
[10 empty] | Long term (>5 days) (May) T≤18C: 5.0 18.1-20C: 4.79 20.1-22C: 4.21 22.1-24C: 3.70 24.1-26C: 3.25 26.1-28C: 2.86 >28C: 2.51 June-Oct: 2.4 | [5 empty] | Long term (>5 days) Nov-Mar: 6.8 | Long term (>5 days) April T≤18C: 5.33 18.1-20C: 4.68 20.1-22C: 4.12 22.1-24C: 3.62 24.1-26C: 3.18 26.1-28C: 2.80 >28C: 2.46
| El Dorado Water Utilities-North (Outfall 010N) | Ouachita River (via joint pipeline) | 750 |  | 2D | Union | 5 | 22.5 | 30 | 354.4 lb/day |  |  |  | 25 | 30 | 1146.7 lb/day | 1146.7 lb/day | [5 empty] | Limits for Outfall 010N were transferred from AR0049743 to AR0033936 in 2016 permit modification. | 160916 |  |  | 170920 | 171102 | 8040201 | 2 | 8040201+002 | #N/A
33723 | El Dorado Water Utilities- South (Outfall 001) | Bayou De Loutre | 0 | 3 | 2D | Union | 7 | 10 | 15 | Short term (<5 days) May T≤26C: 7.5 26.1-28C: 7.08 >28: 6.23 June-Oct: 6.1 | 3 |  |  | 25 | 30 | Short term (<5 days) Nov-Mar: 17.0 | Short term (<5 days) T≤20C: 10.2 20.1-22: 9.73 22.1-24: 8.55 24.1-26: 7.5 26.1-28: 6.6 >28: 5.8 | 5 |  |  | 5 | 11 | Modeling analysis dated 10/15/2013. NH3-N limits for April and May based on toxicity and stream temperature. NH3 limits for June-March based on toxicity and ecoregion temperature. | 130913 | 901130 | 910612 | 170920 | 171102 | 8040202 | 8 | 8040202+8 | #VALUE!
[10 empty] | Long term (>5 days) May T≤18C: 5.0 18.1-20: 4.74 20.1-22: 4.17 22.1-24: 3.66 24.1-26: 3.22 26.1-28: 2.83 >28: 2.49 June-Oct: 2.4 | [5 empty] | Long term (>5 days) Nov-Mar: 6.8 | Long term (>5 days) April T≤18C: 5.03 18.1-20C: 4.42 20.1-22C: 3.89 22.1-24C: 3.42 24.1-26C: 3.00 26.1-28C: 2.64 >28C: 2.32
| El Dorado Water Utilities-South (Outfall 010S) | Ouachita River (via joint pipeline) | 750 |  | 2D | Union | 7 | 22.5 | 30 | 496.3 lb/day |  |  |  | 25 | 30 | 1605.5 lb/day | 1605.5 lb/day | [5 empty] | Limits for Outfall 010S were transferred from AR0049743 to AR0033723 in 2016 Permit modification. | 160916 |  |  | 170920 | 171102 | 8040201 | 2 | 8040201+002 | #N/A
AR0051811 (terminated) | El Dorado Public Schools - Old Union School | Un. Trib./Mill Creek | 0 |  | 2D | Union | 0.002 | 10 | 15 | 5 | 2 |  | 0.011 | 10 | 15 | 10 | 6.1 | 5 |  | 0.011 |  | <10 | Modeling analysis dated 3/18/2021. Permit terminated in 2023. Limits shown for reference purposes only. | 210718 | 100917 | 100924 | 230206 | 230310 | 8040201 | 2 | 8040201+2 | #VALUE!
22420 | Elaine | Govan Slough | 0 |  | 4A | Phillips | 0.1 | Effluent Storage May-Oct | [5 empty] | 25 | 90 | 8 | 8 | 5 |  | 0.05 | 3 | <10 | Modeling analysis dated 9/15/1989. | 201004 | 90925 | Default | 210830 | 210928 | 8020303 | 3 | 8020303+3 | #VALUE!
39594 | Emerson | UnTrib/Little Cypress Creek | 0 |  | 1A | Columbia | 0.05 | 15 | 30 | 6 | 3 |  |  | 20 (BOD5) | 30 |  |  | 3 |  |  | 3 | 1 | Modeling analysis dated 8/16/2021. | 160905 | 891122 | 900508 | 170920 | 171102 | 11140203 | 19 | 11140203+19 | Yes, Mercury | Mercury certification dated 8/20/2021.
41815 | Emmet | Terre Rouge Creek | 0 |  | 2G | Nevada | 0.06 | 30 (BOD5) required upstream flow ≥ 1 cfs | 45 required upstream flow ≥ 1 cfs |  | 2.0 required upstream flow ≥ 1 cfs |  |  | 30 (BOD5) | 45 |  |  | 2 |  |  | 3 | 72 | Modeling analysis dated 3/15/2021. | 210527 | 961017 | 970311 | 210830 | 210928 | 8040103 | 33 | 8040103+33 | #VALUE!
AR0053066 | Energy Security Partners, LLC - GTL Americas | Arkansas River | 819 | 1440 | 3C | Jefferson | 12 | 45 (BOD5) | 57 | 15 | 2 |  |  | Year-round | [6 empty] | 3 | >158,000 | Modeling analysis dated 1/5/2019. | 190504 | 190227 | 190319 | 200325 | 200416 | 11110207 | 5 | 11110207+5 | #N/A
22128 | England | Wabbaseka Bayou | 0 |  | 3C | Lonoke | 0.58 | 10 | 15 | 5.2 | 5 |  |  | 10 | 15 | 6 | 5.2 | 6 |  |  | 3 | 11 | Modeling analysis dated 1/31/2019. | 90617 | 90508 | 100416 | 91231 | 140616 | 11110207 | 904 | 11110207+904 | #VALUE!
AR0000493 (terminated) | Entergy-Harvey Couch Plant | Trib/Lake June | 0 |  | 1A | Lafayette | 0.382 | [15 empty] | Added to WQMP in 2014 to include WLA for Copper and Lead from 2012 TMDL. Removed from WQMP after permit was terminated on 12/18/2017. | 130301 |  |  | 190205 | 190308 | 11140205 | 6 | 11140205+6 | Yes | Total Copper: 0.02899 lb/day and 9.09 ug/l Total Lead: 0.0085 lb/day and 2.67 ug/l
388 | Entergy-Ritchie Plant | Mississippi River | 120000 |  | 6B | Phillips | 0.153 | 30* | 30 |  | 2 |  |  | Year-round | [6 empty] | 3 |  | outfall 003; Previous PN 5/19/97 | 80315 | 80201 | 80325 | 80630 |  | 8020100 | 2 | 8020100+2 | #VALUE!
51357 | Environmental Solutions & Services, Inc. – Drilling Fluid Wastewater Treatment Plant | Arkansas River | 743 |  | 3F | Conway | 1.512 | 10 | 15 | 5 | 2 |  |  | 10 | 15 | 10 | 5.6 | 2 |  |  |  |  | New in 2010. | 100922 | 100927 | 101008 | 140113 | 140327 | 11110203 | 10 | 11110203+10 | #VALUE!
50741 | Etowah | Right Hand Chute of Little River Floodway Ditch | 142 |  | 5C | Mississippi | 0.07 | 30 (BOD5) | 90 |  | 5 |  |  | Year-round | [6 empty] | 3 | 2100 | Modeling analysis dated 12/11/2017. TSS limit changed in 2018 based on new published 7Q10 and updated model. | 180424 | 61122 | 70517 | 190205 | 190308 | 8020204 | 5 | 8020204+5 | #VALUE!
33839 | Eudora | Bayou Macon | 34.8 |  | 2A | Chicot | 0.6 | 25 | 30 | 5 | 5 |  |  | 30 (BOD5) | 30 |  |  | 2 |  |  | 3 |  | Modeling analysis dated 7/31/1992 | 100120 | 100202 | 100222 | 100630 | 100803 | 8050002 | 3 | 8050002+3 | Yes
21865 | Eureka Springs | Leatherwood Creek | 0 |  | 4K | Carroll | 0.9 | 10 | 15 | 2.5 | 6.5 | 1 |  | 10 | 15 | 5 | 3.9 | 6.5 | 1 |  | 3 | 12 | Modeling analysis dated 9/17/2018. | 121225 | 181030 | 181129 | 190205 | 190308 | 11010001 | 16 | 11010001+16 | #VALUE!
AR0000523 | U.S. Vanadium, LLC (Outfall 001) | Lake Catherine | HCR |  | 2F | Garland | HCR** ≤ 0.5% of riverflow and 2.6 MGD max. |  |  | 100* | [5 empty] | 100* | 100* |  |  |  |  | 1550 | WQMP Summary dated 7/27/2021. *Tech-based NH3 limits meet WQ based on toxicity calculations using HCR flow restriction. **Effluent flow is HCR limited to 0.5% of riverflow and 2.6 MGD max. | 151206 |  |  | 200325 | 200416 | 8040101 | 7658 | 8040101+7658 | #N/A
44890 | Jordan's Kwik Stop, Inc. | Un trib/Fifteen Mile Bayou | 0 |  | 5A | Crittenden | 0.0025 | 20 | 20 | 4 | 3 |  |  | 20 | 20 | 14 | 5.2 | 3 |  |  | 3 | 0.04 | Modeling analysis dated 4/2/2020. | 131216 | 100112 | 100222 | 210830 | 210928 | 8020203 | 6 | 8020203+6 | #VALUE!
44580 | Fairfield Bay Comm. Club - Lynn Creek WWTP | Lynn Cr./Greers Ferry Lake | 0 |  | 4E | Van Buren | 0.5 | 10 | 15 | 2.5 | 2 | 1 | 0.011 | 10 | 15 | 5 | 5 | 5.4 | 1 | 0.011 | 4 | <10 | Modeling analysis dated 5/7/2015 | 210217 | 210105 | 210121 | 210830 | 210928 | 11010014 | 32 | 11010014+032 | #N/A
34401 | Fairfield Bay-Dave Creek | Dave Creek-Greers Ferry Lake | 0 |  | 4E | Van Buren | 0.2 | 10 | 15 | 5 | 5 | 1 |  | 10 | 15 | 10 | 5.3 | 5 | 1 |  | 4 |  | Modeling analysis dated 12/16/2016. | 120411 | 170112 | 170210 | 140113 | 140327 | 11010014 | 14 | 11010014+14 | #VALUE!
46078 | Fairfield Bay-Grand Isle | Hooten Hollow Cr./Greers Ferry Lake | 0 |  | 4E | Cleburne | 0.025 | 10 | 15 | 5 | 5 | 1 |  | 10 | 15 | 10 | 5.3 | 5 | 1 |  | 4 | <10 | Modeling analysis dated 1/17/2019. | 130605 | 911211 | 920220 | 140113 | 140327 | 11010014 | 4020 | 11010014+4020 | #VALUE!
37303 | Fairfield Bay Wastewater Corp. - Hamilton Hills | Un. Trib./Greers Ferry Lake | 0 |  | 4E | Van Buren | 0.1 | 10 | 15 | 5 | 5 | 1 | 0.011 | 10 | 15 | 10 | 5.3 | 5 | 1 | 0.011 | 4 | <10 | Modeling analysis dated 11/6/2015. | 220213 | 110111 | 110121 | 230206 | 230310 | 11010014 | 4020 | 11010014+4020 | #VALUE!
AR0047490 (expired) | Fast Market | Un. Trib./Fifteen Mile Ba. | 0 |  | 5A | Crittenden | 0.0075 | 15 | 20 | 6 | 2 |  |  | 15 | 20 | 12 | 5.2 | 5 |  |  | 3 | <10 | Permit expired in 2014. Limits shown are from previous permit for reference. | 90716 | 90626 | 91029 | 151013 | 160413 | 8020203 | 3374 | 8020203+3374 | #VALUE!
20010 | Fayetteville-Noland Outfall 001 | White River | 1.32 (Jun-Sep) 1.21 (Oct-Nov) | 55.5 (Apr-May) 13.7 (Dec-Mar) | 4K | Washington | 12.6 | Apr-May 7.5 | Apr-May 5 | Apr-May 2.1 | Apr-May 7.7 | Apr-May 1 |  | Jun-Sept 5.7 | Jun-Sept 5 | Jun-Sept 0.5 |  | Jun-Sept 11.0 | Jun-Sept 1 |  | 1 | 400 | Modeling analysis dated 6/8/2018. | 181123 | 180612 | 180627 | 190205 | 190308 | 11010001 | 23 | 11010001+23 | #N/A
[8 empty] | Oct-Nov 5.5 | Oct-Nov 5 | Oct-Nov 2.4 | Oct-Nov 7.5 | Oct-Nov 1 |  | Dec-Mar 20 | Dec-Mar 15 | Dec-Mar 4 |  | Dec-Mar 8.7 | Dec-Mar 1
50288 | Fayetteville-West | Goose Creek | 0 |  | 3J | Washington | 10 | Apr-May 10.2 | Apr-May 10 | Apr-May 1.6 | Apr-May 7.7 | Apr-May 1 |  | Jun-Sept 5.3 | Jun-Sept 10 | Jun-Sept 1 |  | Jun-Sept 6.9 | Jun-Sept 1 |  | 1 |  |  | 50316 | 50314 |  | 50602 |  | 11110103 | 928 | 11110103+928 | #VALUE!
[8 empty] | Oct-Nov 6.6 | Oct-Nov 10 | Oct-Nov 3 | Oct-Nov 7.5 | Oct-Nov 1 |  | Dec-Mar 13.3 | Dec-Mar 15 | Dec-Mar 4.1 |  | Dec-Mar 8.7 | Dec-Mar 1
39659 | Felsenthal | Un. Trib./Wolf Slough | 0 |  | 2D | Union | 0.049 | 25 | 30 | 8 | 5 |  |  | 30 (BOD5) | 30 |  |  | 2 |  |  | 3 | <10 | Modeling analysis dated 8/8/2018. | 90911 | 91028 | 140616 | 91231 | 140616 | 8040202 | 2 | 8040202+2 | #VALUE!
36421 | Ferncliff Camp and Conference Center | Ferndale Creek | 0 |  | 3C | Pulaski | 0.01 | 20 | 20 | 8 | 2 |  | 0.011 | 25 | 30 | 14.7 | 5.2 | 2 |  | 0.011 | 3 | <10 | Modeling analysis dated 9/7/2018 segmented with Arkansas 4-H Center (AR0039250). | 240512 | 870401 | 870710 | 140113 | 140327 | 11110207 | 21 | 11110207+21 | #VALUE! |  | Existing TRC limit added.
50504 | Ferndale Grocery, Inc. | Un. Trib./Little Maumelle River | 0 |  | 3C | Pulaski | 0.00125 | 15 | 20 | 5 | 3 |  |  | 20 | 20 | 10 | 5.2 | 3 |  |  | 3 | <10 |  | 110215 | 110111 | 110121 | 140113 | 140327 | 11110207 | 21 | 11110207+21 | #VALUE!
AR0000612 (Outfall 001 removed from WQMP) | Holcim Solutions and Products US, LLC (Outfall 001 only) (Removed from WQMP) | Un. Trib./Garland Creek | 0 |  | 2G | Nevada | 0.074 | 20 | 20 | 5 | 3 |  |  | 20 | 20 | 13 | 6.1 | 2 |  |  | 3 | <10 | Removed outfall 001 from WQMP on 12/16/2022. Connected outfall 001 to POTW. Limits shown for reference purposes only. | 121226 | 61122 | 70517 | 190205 | 190308 | 8040103 | 908 | 8040103+908 | #VALUE!
22446 | Fisher | Un. Ditch/Old Forked Slough | 0 |  | 4B | Poinsett | 0.075 | 20 | 20 | 5 | 3 |  |  | 20 | 20 | 12 | 5.2 | 5 |  |  | 3 | <10 |  | 100916 | 100202 | 100222 | 910103 | 140327 | 8020302 | 6 | 8020302+6 | Yes
21717 | Flippin | Fallen Ash Creek | 0 |  | 4I | Marion | 0.35 | 10 | 15 | 2 | 6 |  |  | 10 | 15 | 9 | 3.9 | 6 |  |  | 3 | 9.88 | Modeling analysis dated 2/10/2022. | 220703 | 220405 | 220418 | 230206 | 230310 | 11010003 | 2 | 11010003+2 | #VALUE!
48879 | Flushing Meadows Utility Operating Co., LLC | Un.trib./Little Creek/Lake Conway | 0 |  | 3F | Faulkner | 0.075 | 10 | 15 | 8 | 3 | 1 | 0.011 | 15 | 20 | 15 | 5.6 | 3 | 1 | 0.011 | 3 | <10 | Modeling analysis dated 8/27/2020. | 230827 | 100219 | 100301 | 200325 | 200416 | 11110203 | 4060 | 11110203+4060 | #VALUE! | NO2+NO3: 10 mg/l (not TMDL based) | TP, NO2+NO3 and TRC limits added. Facility flow increase. CBOD5, TSS and NH3-N limits changed.
44709 | Flying "J" Truck Stop | Un. Trib./Bois D'Arc Bayou/L.Red River | 0 |  | 1B | Miller | 0.15 | 20 | 20 | 8 | 6 |  |  | 20 | 20 | 8 |  | 6 |  |  | 3 | <10 | Permit terminated in 2013. Removed from WQMP in 2014 Gov Cert. | 880621 | 880614 | 880920 | 880819 |  |  |  | + | #VALUE!
33758 | Fordyce | Jug Creek | 0 |  | 2D | Dallas | 0.84 | 10 | 15 | 6.1 | 6 |  |  | 15 | 20 | 7 | 6.1 | 6 |  |  | 3 | <10 | Modeling analysis dated 8/9/2018. | 181219 | 180912 | 181025 | 190205 | 190308 | 8040201 | 910 | 8040201+910 | #VALUE!
23817 | Foreman | East Flat Creek | 0 |  | 1C | Little River | 0.28 | 15 | 15 | 6 | 3 |  |  | 20 | 20 | 12 | 6.1 | 4 |  |  | 3 | <10 | Modeling analysis dated 4/28/2017. | 170524 | 170522 | 170526 | 170920 | 171102 | 11140109 | 32 | 11140109+32 | #VALUE!
50113 | Gene Graves Enterprises, LLC dba Forest Tower Food Mart, Inc. | Un. Trib./Kelly Branch | 0 |  | 3C | Grant | 0.006 | 15 | 20 | 5 | 3 |  |  | 15 | 20 | 10 | 6.1 | 5 |  |  | 3 | 0.04 | Modeling analysis dated 12/16/2019. | 150304 | 90731 | 91029 | 151013 | 160413 | 11110207 | 827 | 11110207+827 | #VALUE!
20087 | Forrest City | Hinton Creek | 0 |  | 5B | St. Francis | 2.12 | 13 | 20 | 2.1 | 5 | Report |  | 13 | 20 | 3 | 2.1 | 7 | Report |  | 3 | <10 | Modeling analysis dated 6/19/2017. | 120614 | 120124 | 120127 | 140113 | 140327 | 8020205 | 408 | 8020205+408 | #VALUE!
21750 | Fort Smith-Massard Water Reclamation Facility | Arkansas River | 878 | 1180 | 3H | Sebastian | 10 | 25 | 30 | 5 | 2 |  | PAA: 2.0 (Inst Max) | 30.0 (BOD5) | 30 |  |  | 2 |  | PAA: 2.0 (Inst Max) | 3 | 150547 | MultiSMP Model dated 10/23/2012 named ARKR7_C6.SMP. | 210105 | 191218 | 191227 | 210830 | 210928 | 11110201 | 22 | 11110201+22 | #VALUE!
41548 | Fouke | Un trib/Chicken Creek | 0 |  | 1B | Miller | 0.17 | Effluent Storage May-Oct | [5 empty] | 25 | 90 | 12 | 10.8 | 5 |  |  | 3 | <10 | Modeling analysis dated 6/11/2018. | 130703 | 180612 | 180627 | 140113 | 140327 | 11140302 | 3 | 11140302+3 | #VALUE!
42421 | Fountain Hill | Un. Trib./Flat Creek | 0 |  | 2C | Ashley | 0.055 | 15 | 20 | 5 | 5 |  |  | 20 | 20 | 8 | 6.1 | 5 |  |  | 3 | <10 | Modeling analysis dated 1/3/2018 | 130320 | 920212 | 920529 | 140113 | 140327 | 8040204 | 2 | 8040204+2 | #VALUE!
50750 | Village Springs Health Opco LLC - Village Springs Health and Rehabilitation | S. Fork Saline River | 0.34 |  | 2C | Garland | 0.02 | 10 | 15 | 5 | 3 | m |  | 10 | 15 | 10 | 8 | 5 | m |  | 4 | 7.49 | Modeling analysis dated 2/27/2017 includes AR0046141 and AR0050750. | 120329 | 70214 | 70726 | 170920 | 171102 | 8040203 | 22 | 8040203+22 | #VALUE!
49522 | Fred's Store Commercial Park | Un. Trib./Hurricane Creek | 0 |  | 2C | Saline | 0.0015 | 15 | 20 | 5 | 2 |  |  | 15 | 20 | 10 |  | 2 |  |  | 3 | <10 | Permit terminated in 2013. Removed from WQMP in 2014 Gov Cert. | 10303 | 10227 | 10517 | 140113 | 140327 |  |  | + | #VALUE!
AR0036668 | Frit Industries, Inc. | Un. Trib / Coon Creek | 0 |  | 4C | Lawrence | HCR* | *Effluent flow is HCR limited to 14.7% of downstream flow (July-September) and 0.06 MGD maximum (December-May) | [14 empty] | Added to WQMP in 2015 to include HCR flow restrictions to protect WQS for minerals and metals. | 210829 |  |  | 240701 | 240802 | 11010013 | 797 | 11010013+797 | Yes
33278 | Ft. Smith P Street STP | Arkansas River | 878 | 1180 | 3H | Sebastian | 12 | 25 | 30 | 5 | 2 |  | 2.0 (PAA) | 30 (BOD5) | 30 |  |  | 2 |  | 2.0 (PAA) | 3 | 150000 | Segmented model includes 10 facilities. See Model dated 10/23/2012 named ARKR7_C6.SMP. | 210301 | 210105 | 210121 | 210830 | 210928 | 11110104 | 13 | 11110104+13 | #VALUE!
44601 | PCSSD - Fuller School (permit terminated) | Un trib/Fish Creek | 0 |  | 3C | Pulaski | 0.06 | 25 | 90 | 7 | 3 |  |  | 30 (BOD5) | 90 |  |  | 3 |  |  | 3 | <10 | Permit terminated, removed from WQMP. Previous limits are shown for reference purposes only. | 100215 | 91230 | 100203 | 210830 | 210928 | 11110207 | 844 | 11110207+844 | #VALUE!
48810 | Fulton | Red River | 1120 |  | 1B | Hempstead | 0.05 | 30 (BOD5) | 30 |  | 2 |  |  | Year-round | [6 empty] | 3 | 52336 | Modeling analysis dated 12/4/2019. | 180829 | 181010 | 181109 | 190205 | 190308 | 11140201 | 11 | 11140201+11 | N/A
AR0052833 | Furlow Waste Water Public Facilities Board - Carson Bridge Treatment Plant | Un. Trib./Bayou Meto | 0 |  | 3B | Lonoke | 0.075 | 15 | 20 | 6 | 4 |  |  | 25 | 30 | 12 | 5.2 | 4 |  |  | 3 | 0.18 | Modeling analysis dated 1/4/2018. | 190612 |  |  | 200325 | 200416 | 8020402 | 7 | 8020402+7 | N/A
50857 | Garland | Red River | 1240 | 1430 | 1B | Miller | 0.075 | 25 | 90 | 15 | 2 |  |  | Year-round | [6 empty] | 3 | 52336 | Modeling analysis dated 5/22/2019. | 180829 | 181010 | 181109 | 190205 | 190308 | 11140201 | 7 | 11140201+7 | N/A
1601 | Two Rivers Pine Bluff, LLC (Outfall SUM) | Arkansas River | 819 |  | 3C | Jefferson | 5.43 | BOD5: 2850 lb/day | [5 empty] | Year-round | [6 empty] | 1 |  | Modeling analysis dated 1/5/2019. | 160414 | 190227 | 190319 | 170920 | 171102 | 11110207 | 5 | 11110207+5 | #VALUE!
AR0052892 | Genoa Central School District | Un. Trib/Beech Creek | 0 | 0.3 | 1B | Miller | 0.025 | 20 | 20 | 7 | 3 |  |  | 25 | 30 | 12 | 6.1 | 3 |  |  | 3 | 1.92 | Modeling analysis dated 3/28/2018. | 180617 |  |  | 190205 | 190308 | 11140201 | 12 | 11140201+12 | #VALUE!
20184 | Gentry (Removed from WQMP in 11/6/1989 Gov Cert) | SWEPCO Ash Pond/SWEPCO Reservoir |  |  | 3J | Benton | 0.5 | 30 (BOD5)* | 30* |  |  | Report |  | 30 (BOD5)* | 30* |  |  |  | Report |  | 0 |  | *BOD5 and TSS limits are technology-based. Removed from WQMP in 11/6/1989 Gov Cert after discharge moved to SWEPCO ash ponds. Limits shown for reference purposes. | 890929 | 890925 |  | 891106 |  | 11110103 | 934 | 11110103+934 | #VALUE!
AR0036064 (terminated) | Georgia-Pacific Wood Products LLC - Fordyce Plywood Plant (Outfall 001 only) | Jug Creek | 0 |  | 2D | Dallas | Variable | 20 | 30 | 2 | 5 |  |  | 25 | 30 | 2 | 2 | 5 |  |  | 1 |  | Permit was terminated in 2015. Removed from 208 Plan in 2019 Governor Certification. | 91021 | 91028 | 100303 | 190205 | 190308 | 8040201 | 910 | 8040201+910 | #VALUE!
AR0048097 (terminated) | Georgia Pacific Crossett LLC - North Log Yard | Un. Trib./Little Brushy Creek | 0 |  | 2D | Ashley | 1.5 | 40 (BOD5) | 35 |  | 2 |  |  | 40 (BOD5) | 35 |  |  | 5 |  |  | 3 | <10 | Modeling analysis dated 10/13/2011. Permit terminated in November 2021. Limits shown for reference purposes. | 161214 | 111123 | 130829 | 230206 | 230310 | 8040202 | 3 | 8040202+3 | #VALUE!
1210 | Georgia-Pacific Crossett LLC (SMS 002) | transition from Mossy Lake to Coffee Ck & then to Ouachita River | 802 |  | 2D | Ashley | 45 | 7262 lb/day (Aug) 5911 lb/day (Sept) |  |  |  | Report |  | 8000 lb/day (Oct-July) |  |  |  |  | Report |  | 1 |  | Select pages from the modeling analysis dated April 1999 prepared by AquAeTer and WQMP summary sheet are linked here. Full report is on DEQ website. | 20527 | 10228 | 20614 | 20909 | 21217 | 8040202 | 2 | 8040202+2 | #VALUE!
49204 | Georgia-Pacific Wood Products LLC-Fordyce OSB Facility | Un. Trib./Moro Creek | 0 |  | 2D | Calhoun | 0.006 | 15 | 20 | 5 | 2 |  |  | 15 | 20 | 10 | 6.1 | 2 |  |  | 3 | 0.03 | Modeling analysis dated 10/18/2021. | 110223 | 110111 | 110121 | 140113 | 140327 | 8020401 | 1 | 8020401+1 | #VALUE!
1511 | Gerber Products Company (Outfall 002) | Arkansas River | 878 | 1180 | 3H | Sebastian | 1.5 | 25 | 30 | 7 | 2 |  |  | 30 (BOD5) | 30 |  |  | 2 |  |  | 3 | 150000 | See MultiSMP Model dated 10/23/2012 named ARKR7_C6.SMP and ARKR7_P6.SMP. | 130702 | 130211 | 130215 | 140113 | 140327 | 11110104 | 1 | 11110104+1 | #VALUE!
22390 | Gillett | Flag Lake Slough | 0 |  | 3B | Arkansas | 0.12 | 15 | 30 | 7 | 2 |  |  | 20 | 30 | 12 | 5.2 | 2 |  |  | 1 | <10 | Modeling analysis dated 4/30/2020. | 100412 | 200527 | 200715 | 100630 | 100803 | 8020402 | 674 | 8020402+674 | #VALUE!
47996 | Gillham Regional Wastewater District | Bellah Creek | 0 |  | 1C | Sevier | 0.2 | 25 | 30 | 5 | 2 |  | 0.011 | 25 | 30 | 10 | 5.2 | 3 |  | 0.011 | 3 | 0.68 | Modeling analysis dated 10/28/2021. | 220703 | 111219 | 120123 | 230206 | 230310 | 11140109 | 27 | 11140109+27 | #VALUE!
45021 | Gilmore | Little Cypress Ditch | 0.4 |  | 5A | Crittenden | 0.1 | 25 | 90 | 9 | 6 |  |  | Year-round | [6 empty] | 3 | 40 | Modeling analysis dated 1/23/2019. | 70112 | 61122 | 70517 | 70316 | 70517 | 8020230 | 1082 | 8020230+1082 | #VALUE!
46817 | Glen Rose School | Un. Trib./Tenmile Creek | 0 |  | 2C | Hot Spring | 0.024 | 20 | 20 | 5 | 3 |  | 0.011 | 20 | 20 | 12 | 6.1 | 2 |  | 0.011 | 3 | <10 | Modeling analysis dated 9/25/2018. | 240428 | 80910 | 140616 | 91231 | 140616 | 8040203 | 24 | 8040203+24 | #VALUE! |  | TRC limit added.
35645 | Glenwood | Caddo River | 30.3 |  | 2F | Pike | 0.41 | 10 | 15 | 5 | 5 |  |  | Year-round | [6 empty] | 3 | > 201 | Modeling analysis dated 3/5/2019 |  | 190403 | 190502 | 91231 | 140616 | 8040102 | 19 | 8040102+19 | #VALUE!
21962 | Gosnell | State Line Ditch No. 29 / Big Lake Relief Ditch | 0 |  | 5C | Mississippi | 0.633 HCR | 30 (BOD5) | 90 |  | 2 |  |  | 30 (BOD5) | 90 |  |  | 2 |  |  | 3 | 320 | MultiSMP Model dated 12/14/2017. | 180414 | 171222 | 180108 | 190205 | 190308 | 8020204 | 905 | 8020204+905 | #VALUE!
[8 empty] | Effluent flow not to exceed 10% of upstream flow during May-October. | [5 empty] | Effluent flow not to exceed 30% of streamflow during November-April.
21679 | Gould | Un. Trib./Kerch Canal | 0 |  | 2A | Lincoln | 0.15 | 20 | 30 | 5 | 4 |  |  | 20 | 30 | 10 | 5.2 | 3 |  |  | 3 | 5.26 | Modeling analysis dated 7/28/2021. | 210926 | 211013 | 211110 | 230206 | 230310 | 8050001 | 21 | 8050001+21 | Yes
AR0052337 | Jim Swinford d/b/a Grace Manor Apartments | Un. Trib/Spring River | 0 | 0.11 | 4H | Sharp | 0.006 | 10 | 15 | 5 | 4 |  |  | 10 | 15 | 10.3 | 3.9 | 4 |  |  | 3 | 1.09 | Modeling analysis dated 4/8/2021. | 160217 |  |  | 170920 | 171102 | 11010010 | 5 | 11010010+5 | #N/A
39381 | Grady | Canal No. 19 (Cypress Creek Canal) | 0 |  | 2A | Lincoln | 0.11 HCR Limit: 31% of streamflow | 30 (BOD5) | 90 |  | 3.1 |  |  | Year-round | [6 empty] | 3 | 25 | Modeling analysis dated 1/29/2021. | 210505 | 210406 | 210430 | 210830 | 210928 | 8050001 | 20 | 8050001+20 | #VALUE!
AR0052825 | Grand Prairie Bayou Two Public Water Authority - Rolling Hills | Un. Trib/Wattensaw Bayou | 0 |  | 4D | Lonoke | 0.021 | 10 | 15 | 5 | 3 |  |  | 10 | 15 | 10 | 5.2 | 3 |  |  | 3 | 0.46 | New facility added in 2018. Modeling analysis dated 4/19/2017. | 180815 |  |  | 190205 | 190308 | 8020301 | 15 | 8020301+15 | #N/A
AR0052299 | Grand Prairie Bayou Two Public Water Authority - Mt. Tabor Estates | Un. Trib/Wattensaw Bayou | 0 |  | 4D | Lonoke | 0.054 | 10 | 20 | 10 | 5 |  |  | 20 | 20 | 14.7 | 5.2 | 5 |  |  | 3 | 7 | Modeling analysis dated 3/23/2022. | 220626 | 140113 | 140327 | 230206 | 230310 | 8020301 | 15 | 8020301+15 | #N/A
AR0050334 (terminated) | Grassy Lake Apartments | Un. Trib./Parlarm Creek/Ark.River | 0 |  | 3F | Faulkner | 0.006 | 15 | 20 | 5 |  |  |  | 15 | 20 | 10 |  |  |  |  | 3 | <10 | Permit was terminated in 2011 due to lack of compliance with permit. Removed from WQMP in 2014 Gov Cert. | 50510 | 50426 | 70517 | 70316 |  |  |  | + | #VALUE!
33642 | Gravel Ridge SID 213 | Un. Trib./Kellogg Cr/Bayou Meto | 0 |  | 3B | Pulaski | 0.425 | 10 | 15 | 5 | 5 |  |  | 10 | 15 | 10 | 5 | 5 |  |  | 1 | 25 | Modeling analysis dated 9/25/2017 includes Runyan SID #211 (AR0038075) and end results of Sherwood-North model (AR0037176). | 870302 | 171005 | 171213 | 140113 | 140327 | 8020402 | 907 | 8020402+907 | #VALUE!
23833 | Gravette | Railroad Hollow Creek | 0 |  | 3J | Benton | 0.56 | 10 | 15 | 6 | 3 | 1 |  | 10 | 15 | 12 | 12 | 3 | 1 |  | 3 | <10 | Modeling analysis dated 10/10/2017. | 171213 | 171222 | 180108 | 190205 | 190308 | 11070209 | 948 | 11070209+948 | Yes | TP: 1.0 mg/L and 4.7 lb/day
680 | Lanxess Corporation - South Plant (Outfall 003 for conventional pollutants) | Walker Branch/Little Cornie Bayou | 0 |  | 2D | Union | 0.0135 | 10 | 15 | 5 | 2 |  |  | 10 | 15 | 10 | 6.1 | 2 |  |  | 4 | <10 | TMDL for Sulfate withdrawn on 9/27/2021 | 210725 | 210830 | 210927 | 230206 | 230310 | 8040202 | 916 | 8040202+916 | #N/A
AR0001171 | Great Lakes Chemical Corporation - Central Plant (Outfall 005) | Little Cornie Bayou |  |  | 2E | Union | 2.92 | [15 empty] | TMDL for Sulfate withdrawn on 9/27/2021 | 210725 | 210830 | 210927 | 230206 | Approval Pending | 8040206 | 716 | 8040206+716 | #N/A
1830 | Green Bay Packaging, Inc. - Arkansas Kraft Division | Arkansas River | 743 |  | 3F | Conway | 9.19 | 11682.4 lb/day BOD5** | 16910.4 lb/day TSS** | **Year round with the following applicable during July-Sept: 6000 lb BOD5/day for Qs ≤ 743 cfs; 8.08 lb BOD5/day/cfs for 743 cfs ≤ Qs ≤ 1446 cfs | [11 empty] | 156408 | MultiSMP Model runs dated 9/13/2023 named 1830A_C.SMP and 1830B_C.SMP. | 240505 | 240205 | 240215 | 190205 | 190308 | 11110203 | 26 | 11110203+010 | #VALUE! |  | BOD5 and TSS limits revised.
21741 | Green Forest | Un. Trib./Dry Creek | 0 |  | 4K | Carroll | 4 | 10 | 15 | 1 | 7 | 1 |  | 10 | 15 | 4 | 1.6 | 7 | 1 |  | 1 | 4.5 | Modeling analysis dated 5/3/2018. Dry Creek considered losing stream in 1982 study by Brown and Caldwell Consulting Engineers. | 220213 | 180612 | 180627 | 230206 | 230310 | 11010001 | 55 | 11010001+55 | #VALUE!
36536 | Greenbrier | Greenbrier Creek | 0 |  | 3D | Faulkner | 0.98 | 10 | 15 | 3 | 3 |  | 0.011 | 10 | 15 | 6.5 | 5.6 | 6 |  | 0.011 | 3 | 15 | Modeling analysis dated 1/8/2018. | 240526 | 240117 | 240215 | 190205 | 190308 | 11110205 | 10 | 11110205+10 | #VALUE! |  | TRC limit added.
50440 | City of Greenbrier - Greenbrier Sports Park | Un. Trib./Black Fork/E. Fork Cadron | 0 |  | 3D | Faulkner | 0.0025 | 15 | 20 | 5 | 5 |  |  | 20 | 20 | 10 | 5.6 | 5 |  |  | 3 | <10 | Modeling analysis dated 4/6/2005. | 100918 | 100804 | 100813 | 140113 | 140327 | 11110205 | 7 | 11110205+7 | #VALUE!
51047 | Greenway | Un. Trib. of Big Slough Ditch | 0 |  | 5A | Clay | 0.059 | 10 | 15 | 5 | 6 |  |  | 20 | 20 | 6 | 5.2 | 6 |  |  | 3 | <10 | Modeling analysis dated 5/23/2019. | 90218 | 81031 | Default | 91231 | 140616 | 8020203 | 815 | 8020203+815 | #VALUE!
22454 | Greenwood | Outfall 001: Un. Trib./ Vache Grasse Creek OR Outfall 002: Holding pond on Vache Grasse Country Club golf course | 0 |  | 3H | Sebastian | 1.8 | 15 | 20 | 2.2 | 4 | Report | 0.011 | 15 | 20 | 4 | 2.2 | 7.5 | Report | 0.011 | 3 | <10 | Modeling analysis dated 11/20/2008 | 230423 | 201105 | 201202 | 240701 | 240802 | 11110201 | 23 | 11110201+23 | #VALUE!
42803 | Griffithville | Un. Trib./Dogwood Cr | 0 |  | 4D | White | 0.047 | 10 | 15 | 12 | 4 |  |  | 10 (BOD5) | 15 |  |  | 2 |  |  | 4 | <10 | Modeling analysis dated 1/11/2018. | 180523 |  |  | 190205 | 190308 | 8020301 | 6 | 8020301+6 | #VALUE!
34614 | Grubbs | Cache River | 8 |  | 4B | Jackson | 0.09 | 30 (BOD5) | 90 |  | 2 |  |  | Year-round | [6 empty] | 3 | 799 | Modeling analysis dated 7/18/2016. | 110915 | 901130 | 910612 | 140113 | 140327 | 8020302 | 20 | 8020302+20 | Yes
22551 | Gurdon | Caney Creek | 0.0175 | 1.66 | 2G | Clark | 0.86 | 10 | 15 | 5 | 5 |  |  | 10 | 15 | 8 | 6.1 | 6 |  |  | 3 | 20 | Modeling analysis dated 9/28/2018. | 80615 | 130614 | 130708 | 140113 | 140327 | 8040103 | 2 | 8040103+2 | #VALUE!
39781 | Hackett | Big Branch | 0 |  | 3I | Sebastian | 0.081 | 20 | 20 | 4 | 4 |  |  | 30 (BOD5) | 45 |  |  | 2 |  |  | 3 | 8 | Modeling analysis dated 9/27/2016. | 161104 | 60322 |  | 170920 | 171102 | 11110105 | 33 | 11110105+33 | #VALUE!
48313 | HACT Regional WWT District | Crooked Creek | 0 |  | 3B | Lonoke | 0.097 | Effluent Storage May-Oct. | [5 empty] | 25 | 90 | 10 | 5.2 | 2 |  |  | 3 | 65 | Modeling analysis dated 9/4/2019 | 90114 | 81001 | 81024 | 91231 | 140327 | 8020402 | 5 | 8020402+5 | #VALUE!
AR0052345 | Halliburton Energy Services, Inc. - Magnet Cove Plant | Un. Trib/Reyburn Creek | 0 |  | 2C | Hot Spring | 0.0021 | 10 | 15 | 10 | 3 |  |  | 10 | 15 | 14.7 | 5.2 | 3 |  |  | 3 | <1 | Modeling analysis dated 1/17/2019 | 140409 |  |  | 170920 | 171102 | 8040203 | 924 | 8040203+924 | #N/A
34029 | Hamburg | Chemin-a-Haut Creek | 0 |  | 2B | Ashley | HCR, ≤36% streamflow Nov-Apr | Effluent Storage May-Oct. | [5 empty] | 30 (BOD5) | 90 |  |  | 5 |  |  | 3 | 43.6 | Modeling analysis dated 10/27/2021. | 220703 | 90925 | Default | 230206 | 230310 | 8040205 | 907 | 8040205+907 | #VALUE! | FCB (Nov-Apr): 7.34 billion col/day Ecoli (Nov-Apr): 7.53 billion col/day
21873 | Hampton | Un. Trib., Champagnolle Creek | 0 |  | 2D | Calhoun | 0.3 | 20 | 30 | 5 | 5 |  | 0.011 | 25 | 90 | 10 | 6.1 | 5 |  | 0.011 | 3 | <10 | Modeling analysis dated 7/24/2019. | 200813 | 190813 | 190906 | 210830 | 210928 | 8040201 | 3 | 8040201+3 | #N/A
42293 | Harbor South Property Owner's Improvement District of Montgomery County, Arkansas | Un trib/Lk Ouachita | 0 |  | 2F | Montgomery | 0.036 (Tier I) 0.02 (Tier II) | 10 | 15 | 5 | 5 | 0.3 lb/day (Tier I) 0.167 lb/day (Tier II) | 0.191 | 10 | 15 | 10 | 5.2 | 5 | 0.3 lb/day (Tier I) 0.167 lb/day (Tier II) | 0.191 | 4 | <10 | Modeling analysis dated 7/18/2018. | 240818 | 870109 | 870521 | 140113 | 140327 | 8040101 | 17 | 8040101+17 | #VALUE! | TRC and TP limits added.
37991 | Hardy | Spring River | 192 |  | 4H | Sharp | 0.18 | 10 | 15 | 5 | 6 | report |  | 10 | 15 | 10 | 10 | 6 | report |  | 4 | 877 | Modeling analysis dated 7/5/2017. Spring River is ERW, ESW, and trout water. TP and NO2+NO3 reporting added in 2017. | 920612 | 170707 | 170816 | 140113 | 140327 | 11010010 | 5 | 11010010+5 | #VALUE!
50105 | Harmony Grove Public School | Un. Trib./Mizzell Creek | 0 |  | 2F | Ouachita | 0.015 | 15 | 20 | 5 | 2 |  |  | 15 | 20 | 10 | 6.1 | 2 |  |  | 3 | 1.12 | Modeling analysis dated 1/3/2018. | 90515 | 90506 | 100416 | 91231 | 140616 | 8040102 | 701 | 8040102+701 | #VALUE!
42609 | Harrell | Spring Branch | 0 | 0.88 | 2D | Calhoun | 0.072 | Effluent Storage May-Oct | [5 empty] | 25 | 30 | 10 | 10 | 5 |  |  | 3 | 2.9 | Modeling analysis dated 9/72017. | 171012 | 870401 | 870710 | 190205 | 190308 | 8040201 | 701 | 8040201+701 | #VALUE!
50822 | Harrell Property Sewer System | Un. Trib./Bayou Meto | 0 |  | 3B | Pulaski | 0.002 | 10 | 15 | 5 | 5 |  |  | 20 | 20 | 10 | 5.6 | 5 |  |  | 3 | <10 | Permit terminated in 2011. Removed from WQMP in 2014 Governor Certification. | 90615 | 71203 | 80506 | 91231 | 140616 | 8020402 | 1095 | 8020402+1095 | #VALUE!
33863 | Harrisburg | Un. Trib./ T Lateral Creek | 0 |  | 5B | Poinsett | 0.403 | 15 | 30 | 6 | 4 |  |  | 15 | 30 | 9 | 5.2 | 5 |  |  | 3 | <10 | Modeling analysis dated 10/3/2018. | 190117 | 181030 | 181129 | 200325 | 200416 | 8020205 | 5 | 8020205+5 | Yes | FCB (year-round): 15,260 million col/day
34321 | Harrison | Crooked Creek | 3.82 | 4.71 | 4I | Boone | 2.6 | 10 | 15 | 2.6 | 5 | m |  | 10 | 15 | 7.3 | 2.8 | 5 | m |  | 1 | 72 | Modeling analysis dated 2/3/2015 | 210508 | 210128 | 210218 | 210830 | 210928 | 11010003 | 749 | 11010003+749 | #VALUE!
44547 | Haskell-South | Trace Creek | 0 |  | 2C | Saline | 0.6 | 10 | 15 | 5 | 2 |  |  | 10 | 15 | 5 | 5 | 5 |  |  | 3 | <10 | Modeling analysis dated 5/13/2020. | 200704 | 200527 | 200715 | 210830 | 210928 | 8040203 | 10 | 8040203+10 | #VALUE!
51713 | Haskell - North | Dodson Creek | 0 |  | 2C | Saline | 0.6 | 10 | 15 | 6.1 | 3 |  |  | 10 | 15 | 6.1 | 6.1 | 5 |  |  |  | <10 | Modeling analysis dated 7/17/2019. | 100615 | 190813 | 190906 | 100630 | 100803 | 8040203 | 915 | 8040203+915 | #VALUE!
35483 | Hatfield | Joshling Creek | 0.0097 |  | 1D | Polk | 0.07 | 25 | 30 | 4 | 3 |  |  | 25 | 30 | 12 | 5.2 | 3 |  |  | 3 | 5 | Modeling analysis dated 8/19/2021. | 111013 | 890504 | 890627 | 140113 | 140327 | 11140108 | 14 | 11140108+14 | #VALUE!
46256 | Havana | Petit Jean River | 0.34 | 1.08 | 3G | Yell | 0.2 | 15 | 20 | 4 | 5 |  |  | 30 (BOD5) | 90 | none | none | 2 |  |  | 3 | 516 | Modeling analysis dated 8/15/2018. | 130320 | 181030 | 181129 | 140113 | 140327 | 11110204 | 6 | 11110204+6 | #VALUE!
50253 | Hayden's Place Utility Operating Company, LLC | Un. Trib./Bentley Creek | 0 |  | 3F | Faulkner | 0.042 | 15 | 20 | 5 | 4 | 1 | 0.011 | 15 | 20 | 12 | 5.6 | 5 | 1 | 0.011 | 3 | <10 | Segmented model dated 3/13/2019. This model includes Hayden's Place (AR0050253), Doublebee's Store (AR0044997), and end results from the Oak Tree Subdivision model for Bentley Creek (50792_C.smp and 50792_P.smp) | 210319 | 50426 | 70517 | 230206 | 230310 | 11110203 | 5 | 11110203+5 | #VALUE! | NO2+NO3: 10 mg/l (not TMDL based)
22411 | Hazen | Un. Trib. To Little Hurricane Creek | 0 |  | 4D | Prairie | 0.275 | 15 | 15 | 5 | 5 |  |  | 20 | 20 | 9 | 5.2 | 5 |  |  | 3 | <10 | Modeling analysis dated 4/2/2009 | 90617 | 90508 | 100416 | 140113 | 140327 | 8020301 | 15 | 8020301+15 | #VALUE!
22381 | Heber Springs (Outfall 002) | Little Red River | 47.6 | 50.3 | 4E | Cleburne | 1.75 | 20 (BOD5) | 20 |  | 2 |  |  | Year-round | [6 empty] | 3 |  | *During November-April, facility may discharge up to 1.75 MGD at Outfall 003 only when upstream flow = or > 90 cfs. MultiSMP Model dated 2/15/2018 includes Greers Ferry National Fish Hatchery, Heber Springs, and Pangburn. | 70914 | 180402 | 180426 | 70921 | 71010 | 11010014 | 14 | 11010014+14 | #N/A
AR0022381 | Heber Springs (Outfall 003) | Little Red River | N/A | ≥90 | 4E | Cleburne | 1.75 (max. when upstream ≥ 90 cfs) | No discharge allowed May-October | [5 empty] | 20 (BOD5) | 20 |  |  | 2 | [5 empty] | 70914 | 180402 | 180426 | 190205 | 190308 | 11010014 | 14 | 11010014+14 | #VALUE!
AR0043389 | Helena | Mississippi River | 120000 |  | 6B | Phillips | 1.7 | 30 (BOD5) | 90 |  | 2 |  |  | Year-round | [6 empty] | 3 |  | *This TBEL for CBOD5 meets water quality based on model dated 7/2/2024. This model includes West Helena (AR0022021). | 90918 |  |  | 170920 | 171102 | 8020100 | 2 | 8020100+2 | #N/A
44393 | Heinke Road Property Owners Sewer Improvement District No. 34 | Un. Trib./Little Fourche Creek | 0 |  | 3C | Saline | 0.012 | 20 | 20 | 4 | 2 |  |  | 20 | 20 | 10 | 6.1 | 2 |  |  | 3 | <10 | Modeling analysis dated 7/23/2020 | 100417 | 100426 | 100519 | 100630 | 100803 | 11110207 | 922 | 11110207+922 | #VALUE!
39403 | HEPOA, LLC | Un. Trib / Lake Ouachita | 0 |  | 2F | Montgomery | 0.089 | 10 | 15 | 5.2 | 5 | m | 0.011 | 10 | 15 | 14.7 | 5.2 | 6 | m | 0.011 | 4 | 0.1 | Modeling analysis dated 10/23/2017. | 231224 | 71010 | 80506 | 240701 | 240802 | 8040101 | 4060 | 8040101+4060 | #VALUE!
33197 | Heritage Bay Horizontal Property Regime Unit One, Inc. | Beaver Lake | 6.83 |  | 4K | Benton | 0.008 | 10 | 15 | 3.9 | 5 | 1 |  | 10 | 15 | 10 | 3.9 | 5 | 1 |  | 4 | 994 | WQMP Summary package dated 12/21/2022. | 120513 | 910401 | 910619 | 140113 | 140327 | 11010001 | lake | 11010001+lake | #VALUE!
44521 | Robert William Nalley dba Heritage Hills Mobile Home Park | Un trib/Lateral #1 | 0 |  | 5A | Craighead | 0.014 | 10 | 15 | 5 | 2 |  |  | 10 | 15 | 10 | 5.2 | 5 |  |  | 5 | <10 |  | 100219 | 91119 | 100212 | 100630 | 100803 | 8020203 | 23 | 8020203+23 | #VALUE!
51055 | Hermitage | Un. Trib / L'Aigle Creek | 0 |  | 2C | Bradley | 0.07 | 20 | 20 | 5.2 | 2 |  |  | 20 | 20 | 14.7 | 6.1 | 2 |  |  | 3 | <10 | Modeling analysis dated 9/19/2018. | 190102 | 90116 | 90128 | 200325 | 200416 | 8040204 | 7 | 8040204+7 | #VALUE!
47902 | H.G. Toler & Son Lumber Co. | Un. Trib./Saline River | 0 |  | 2C | Grant | Variable | 20 (BOD5) | 35 |  | 2 |  |  | 20 (BOD5) | 35 |  |  | 4 |  |  | 3 | 0.2 | Modeling analysis dated 4/25/2016. | 110622 | 160711 | 160816 | 140113 | 140327 | 8040203 | 9 | 8040203+9 | #VALUE!
34720 | Hickory Ridge | Bayou DeView | 0 |  | 4B | Cross | 0.075 | Effluent Storage May-Oct | [5 empty] | 30 (BOD5) | 90 |  |  | 2 |  |  | 4 | 320 | Modeling analysis dated 6/27/2018. | 180914 | 91028 | 100303 | 200325 | 200416 | 8020302 | 6 | 8020302+6 | #VALUE!
44822 | Higginson | Gum Springs Creek | 0 |  | 4D | White | 0.1435 | 20 | 20 | 4 | 4 |  | 0.011 | 20 | 20 | 12 | 5.6 | 4 |  | 0.011 | 3 | 5 | Modeling analysis dated 10/20/2021. | 220220 | 161007 | 161021 | 230206 | Approval Pending | 8020301 | 7 | 8020301+7 | #VALUE!
50261 | Highland | Un. Trib./Worthington Cr | 0 |  | 4G | Sharp | 0.15 | 15 | 20 | 5 | 3 | Report | 0.011 | 15 | 20 | 10.3 | 3.9 | 2 | Report | 0.011 | 3 | 0.36 | Modeling analysis dated 4/6/2020. | 201125 | 200427 | 200506 | 210830 | 210928 | 11010012 | 495 | 11010012+495 | #VALUE! | NO2+NO3: 10 mg/l (not TMDL based)
50687 | Hillside Bayou, LLC | Un. Trib./Bayou Meto | 0 |  | 3B | Pulaski | 0.02 | 10 | 15 | 4 | 5 |  |  | 30* | 30 |  |  | 2 |  |  | 3 | 60 | Modeling analysis dated 7/1/2020 includes Hillside Bayou (AR0050687), Jacksonville (AR0041335), Ammunition Operations LLC (AR0001163) | 70112 | 200722 | 200820 | 140113 | 140327 | 8020402 | 7 | 8020402+7 | #VALUE!
50725 | Hilltop Properties, LLC d/b/a Hilltop Travel Center | Un. Trib./Lake Alma | 0 |  | 3H | Crawford | 0.005 | 10 | 15 | 5 | 2 |  |  | 10 | 15 | 10 |  | 2 |  |  | 4 | <10 | Permit terminated in 2013. Removed from WQMP in 2014 Gov Cert. | 70511 | 70214 | 70726 | 70626 |  |  |  | + | #VALUE!
37249 | Holiday Island Suburban Improvement District | Table Rock Lake (in Missouri) | 0 |  | 4K | Carroll | 0.5 | 10 | 15 | 3.9 | 5 | 2.1 lb/day | 0.1 | 10 | 15 | 5 | 3.9 | 5 | 2.1 lb/day | 0.1 | 4 | >1000 | WQMP Summary dated 11/26/2021. | 220123 | 210524 | 210623 | 230206 | 230310 | 11010001 | 16 | 11010001+16 | #VALUE!
36081 | Holiday Mountain Resort | Un. Trib./S.Sylamore Crk | 0 |  | 4F | Stone | 0.007 | 10 | 15 | 5 | 2 | Report |  | 10 | 15 | 10 | 3.9 | 2 | Report |  | 4 | <10 | Modeling analysis dated 6/8/2017. | 120411 | 901130 | 910612 | 140113 | 140327 | 11010004 | 10 | 11010004+10 | #VALUE!
37435 | Holiday Shores Resort | Bull Shoals Lake | 0 |  | 4I | Baxter | 0.0033 | 10 | 15 | 3.9 | 6 |  |  | 10 | 15 | 10 | 3.9 | 6 |  |  | 4 | >10 | WQMP Summary dated 2/15/2022 | 170403 | 910401 |  | 170920 | 171102 | 11010003 | 3 | 11010003+3 | #VALUE!
22438 | Holly Grove | Dial Creek | 0 |  | 4A | Monroe | 0.08 | Effluent Storage May-Oct. | [5 empty] | 30 (BOD5) | 90 |  |  | 2 |  |  | 3 | >10 | Modeling analysis dated 12/30/2009 | 91225 | 91230 | 100203 | 100630 | 100803 | 8020303 | 905 | 8020303+905 | #VALUE!
38458 | Hope - Pate Creek WWTP | Pate Creek | 0 |  | 2G | Hempstead | 0.8 | 10 | 15 | 6.1 | 3 |  | 0.011 | 10 | 15 | 10 | 6.1 | 5 |  | 0.011 | 3 | 14 | Model dated 8/1/2024 named 38458S_C and 38458S_P includes City of Hope-Pate Creek WWTP (AR0038458) and City of Perrytown (AR0047180). | 240128 | 230511 | 230605 | 240701 | 140327 | 8040103 | 33 | 8040103+33 | #VALUE!
38466 | Hope - Bois D'Arc WWTP | Un. Trib./Black Branch | 0 |  | 1B | Hempstead | 1.2 | 10 | 15 | 5 | 6 |  |  | 10 | 15 | 10 | 10 | 6 |  |  | 5 | <10 | Modeling analysis dated 3/14/2019 | 191128 | 190403 | 190502 | 200325 | 200416 | 11140201 | 809 | 11140201+809 | #VALUE!
35785 | Horatio | Un.trib/Pond Creek | 0 |  | 1C | Sevier | 0.15 | 15 | 30 | 5 | 3 |  |  | 20 | 30 | 12 | 6.1 | 5 |  |  | 3 | <10 | Modeling analysis dated 1/14/2020. | 200917 | 200527 | 200715 | 210830 | 210928 | 11140109 | 21 | 11140109+21 | #VALUE!
39608 | Horseshoe Bend - Paradise Acres WWTP | Un trib/Hubble Br/L. Strawberry R | 0 |  | 4G | Izard | 0.06 | 15 | 20 | 5 | 6 |  |  | 20 | 20 | 10 | 3.9 | 6 |  |  | 3 | <10 | Modeling analysis dated 12/20/2017. | 240218 | 140113 | 140327 | 240701 | 140327 | 11010012 | 10 | 11010012+10 | Yes, for Pathogens | FCB: 953 million col/day (May-Sep) FCB: 4760 million col/day (Oct-April) E.coli: 932 million col/day (May-Sep) E.coli: 2380 million col/day (Oct-Apr)
35254 | Horseshoe Bend White Oak | Un trib/Strawberry R | 0 |  | 4G | Izard | 0.2 | 20 | 20 | 5 | 6 |  | 0.011 | 20 | 20 | 10 | 3.9 | 6 |  | 0.011 | 3 | <10 | Modeling analysis dated 12/19/2017. | 240616 | 240117 | 240314 | 190205 | 190308 | 11010012 | 9 | 11010012+9 | Yes, for Pathogens | FCB: 3180 million col/day (May-Sep) FCB: 15900 million col/day (Oct-Apr) E.coli: 3110 million col/day (May-Sep) E.coli: 7940 million col/day (Oct-Apr) | TRC limit added. WLAs for E.coli added.
51187 | Horizon Food Mart, Inc. | Un. Trib./Garland Creek | 0 |  | 2G | Nevada | 0.0015 | 10 | 15 | 6.1 | 2 |  |  | 10 | 15 | 17 | 6.1 | 5 |  |  |  | <10 | New permit in 2009. | 90826 | 90731 | 91029 | 91231 | 140616 | 8040103 | 1894 | 8040103+1894 | #VALUE!
49531 | Horseshoe Lake | Mississippi River | 119000 |  | 6B | Crittenden | 0.07 | 30 (BOD5) | 90 |  | 2 |  |  | Year-round | [6 empty] | 3 | >100000 | Modeling analysis dated 5/23/2017. | 10716 | 10706 | 10924 | 140113 | 140327 | 8020100 | 3 | 8020100+3 | #VALUE!
868 | Hot Spring Co.-Jones Mill WWTP | Cove Creek | 0.117 | 1.75 | 2F | Hot Spring | 0.576 | 10 | 15 | 3 | 6 |  | 0.012 | 20 | 20 | 10 | 5.7 | 6 |  | 0.012 | 3 | 15.7 | Modeling analysis dated 11/20/2019 | 200901 | 191218 | 191227 | 210830 | 210928 | 8040102 | 970 | 8040102+970 | #VALUE!
33880 | Hot Springs - Regional WWTP | Lake Catherine | 140 |  | 2F | Garland | 16 | 10 | 15 | 5.1 | 6 | 0.7 (12-month rolling avg) |  | 10 | 15 | 10 | 5.1 | 5 | 0.7 (12-month rolling avg) |  | 3 | 1459 | Modeling analysis dated 10/17/2024. | 240421 | 240306 | 240405 | 190205 | 190308 | 8040101 | 4050 | 8040101+4050 | #VALUE! |  | Design flow revised, NH3 limit revised (Apr-Oct), DO limit revised (May-Oct), TP limit revised (year-round).
50148 | Hot Springs - Southwest WWTP | Little Mazarn Creek | 0 |  | 2F | Garland | 0.85 | 5 | 15 | 2 | 7 |  |  | 10 | 15 | 6 | 5.2 | 6 |  |  | 3 | 57 | Modeling analysis dated 12/12/2019 includes AR0050148 and AR0045624. | 90916 | 200212 | 200311 | 91231 | 140616 | 8040101 | 47 | 8040101+47 | #VALUE!
39284 | Hot Springs Village POA - Cedar Creek WWTP | Cedar Creek | 0 |  | 2C | Garland | 1 | 10 | 15 | 2 | 7 | 1 |  | 10 | 15 | 8 | 2.1 | 7 | 1 |  | 3 | 15.5 | Modeling analysis dated 10/23/2020. | 240218 | 201105 | 201202 | 240701 | 240802 | 8040203 | 21 | 8040203+21 | #VALUE!
34291 | Hot Springs Village POA - Mill Creek WWTP | Un. Trib./Mill Creek | 0 |  | 2C | Garland | 1 | 10 | 15 | 2.1 | 6.2 | 1 |  | 10 | 15 | 5.9 | 2.1 | 6 | 1 |  | 3 | 0.33 | Modeling analysis dated 10/15/2020. | 240218 | 201105 | 201202 | 140113 | 140327 | 8040203 | 19 | 8040203+19 | #VALUE!
20141 | Hoxie | Un.trib/Turkey Creek | 0 |  | 4C | Lawrence | 0.41 | 15 | 20 | 6 | 2 |  |  | 15 | 20 | 12 | 5.2 | 5 |  |  | 3 | <10 | Modeling analysis dated 8/30/2019. | 90211 | 191011 | 191031 | 91231 | 140616 | 11010013 | 14 | 11010013+14 | Yes
21547 | Hughes | Crooked Bayou/Millseed Lake/Frenchmen's Bayou | 0 |  | 5A | St. Francis | 0.15 | 15 | 15 | 4 | 5 |  |  | 15 | 15 | 11 | 5.2 | 5 |  |  | 3 | <10 | Modeling analysis dated 4/24/2023. | 240331 | 231017 | 231027 | 240701 | 240802 | 8020203 | 4 | 8020203+4 | #VALUE!
49051 | Humane Society of Pulaski County | Un.trib./McHenry Creek | 0 |  | 3C | Pulaski | 0.004 | 15 | 20 | 5 | 3 |  | 0.011 | 15 | 20 | 12 | 5.2 | 2 |  | 0.011 | 3 | 0.58 | Modeling analysis dated 2/1/2021 includes Youth Home (45471), Lockridge Estates (50521) and Humane Society (49051). | 210822 | 991011 | 991228 | 230206 | 230310 | 11110207 | 724 | 11110207+724 | #VALUE!
22284 | Humphrey | Un. Ditch/Lateral # 5 | 0 |  | 3A | Jefferson | 0.1 | 15 | 15 | 4 | 5 |  | 0.011 | 15 | 15 | 10 | 5.2 | 5 |  | 0.011 | 3 | 0.84 | Modeling analysis dated 10/5/2021. | 220515 | 100330 | 100813 | 230206 | 230310 | 8020401 | 313 | 8020401+313 | #VALUE!
48658 | Hunters Glen Owners Association | Un.trib./Main Ditch #1 | 0 |  | 5B | Craighead | 0.0322 | 15 | 20 | 5 | 2 |  |  | 20 (BOD5) | 20 |  |  | 2 |  |  | 3 | 0.06 | Modeling analysis dated 10/11/2018. | 150916 | 160211 | 160301 | 190205 | 190308 | 8020205 | 5 | 8020205+5 | Yes | FCB: 1.211 E+09 col/day (year-round)
52001 | Hunter, Gerald (Individual) | Un. Trib./Wattensaw Bayou | 0 |  | 4D | Lonoke | 0.0005 | 10 (BOD5) | 15 |  | 5 |  |  | 10 (BOD5) | 15 |  |  | 2 |  |  |  | <10 | New in 2011. Modeling analysis dated 7/21/2016. | 110622 |  |  | 140113 | 140327 | 8020301 | 845 | 8020301+845 | #VALUE!
37419 | Huntington | Cherokee Creek | 0 |  | 3I | Sebastian | 0.11 | 20 | 20 | 4 | 4 |  | 0.011 | 25 | 30 | 4 | 4 | 3 |  | 0.011 | 3 | 25 | Modeling analysis dated 10/2/2017 includes City of Mansfield (AR0036293). | 201213 | 200527 | 200715 | 210830 | 210928 | 11110105 | 36 | 11110105+36 | #VALUE!
22004 | Huntsville | Town Branch | 0 |  | 4K | Madison | 2 | 10 | 15 | 1.6 | 6.6 | 2 |  | 10 | 15 | 3 | 1.6 | 6.6 | 2 |  | 1 | 4.29 | Modeling analysis dated 12/2/2020. | 100513 | 210105 | 210121 | 151013 | 160413 | 11010001 | 959 | 11010001+959 | Yes | NO2+NO3: 10 mg/l and 166.8 lb/day
22268 | Huttig | Ouachita River | 708 |  | 2D | Union | 0.138 | 30 (BOD5)* | 90 |  | 2 |  |  | 30 (BOD5)* | 90 |  |  | 2 |  |  | 3 | >5000 | *This TBEL for BOD5 meets WQ based on the modeling analysis dated 10/5/1989. | 100408 | 100202 | 100222 | 100630 | 100803 | 8040202 | 2 | 8040202+2 | yes
37796 | Georgia-Pacific Wood Products LLC - Gurdon Plywood and Lumber Complex | Un.trib./Caney Creek | 0 |  | 2G | Clark | HCR limits: wet deck pond effluent not to exceed 9.8% of background measured at Outfall 004 weir during May-October and 17.6% during November-April. | 47 (BOD5) | 117 |  | 2 |  |  | 42 (BOD5) | 105 |  |  | 2 |  |  | 3 | <10 | Modeling analysis dated 3/7/2019. | 190725 | 190403 | 190502 | 200325 | 200416 | 8040103 | 2 | 8040103+2 | #VALUE!
21628 | Imboden | Wayland Creek | 0 |  | 4H | Lawrence | 0.15 | 15 | 30 | 3.9 | 5 |  |  | 15 | 30 | 10.3 | 3.9 | 2 |  |  | 3 | <10 | Model dated 7/10/2019 | 191113 | 190813 | 190906 | 200325 | 200416 | 11010010 | 536 | 11010010+536 | #VALUE!
AR0049166 | Ipsco Tubulars, Inc. (Outfall 006) | Un. Trib./Ditch 45 | 0 |  | 5C | Mississippi | 0.08404 | [5 empty] | 0.011 | [6 empty] | 0.011 |  |  | WQMP Summary dated 7/31/2020. | 210303 |  |  | 210830 | 210928 | 8020204 | 5 | 8020204+5 | #N/A
AR0001970 | Evergreen Packaging, Inc. - Pine Bluff Mill | Arkansas River | 819 |  | 3C | Jefferson | 41 | 25,528 lb/day (BOD5) | [5 empty] | Year-round | [6 empty] | 3 |  | Modeling analysis dated 1/5/2019. | 160920 | 190227 | 190319 | 170920 | 171102 | 11110207 | 1 | 11110207+1 | #VALUE!
46698 | West Fraser, Inc. - Leola Lumber Mill | Un.trib./Saline River | 0 |  | 2C | Grant | 0.15 | 30 (BOD5) | 35 |  | 3 |  |  | Year-round | [6 empty] | 3 | <10 | Modeling analysis dated 9/13/2007 | 71010 | 970711 | 970909 | 140113 | 140327 | 8040203 | 7 | 8040203+7 | #VALUE!
45551 | Mi-Gurdon Mgmt LLC - Gurdon/Southfork Truck Stop | Un.trib/South Boat Ditch | 0 |  | 2G | Clark | 0.03 | 10 | 15 | 5 | 3 |  |  | 10 | 15 | 10 | 6.1 | 3 |  |  | 4 | 0.78 | Modeling analysis dated 4/28/2017. | 221023 | 61122 | 70517 | 140113 | 140327 | 8040103 | 2 | 8040103+2 | #VALUE!
AR0053481 | Blossom Hill RV Park | Horseshoe Creek | 0 |  | 1A | Columbia | 0.008 | 15 | 20 | 5 | 3 |  |  | 20 | 20 | 17 | 6.1 | 2 |  |  | 3 | <10 | Modeling analysis dated 6/18/2013. | 240901 |  |  | 140113 | 140327 | 11140203 | 21 | 11140203+21 | #N/A |  | Revised facility name and permit number.
AR0053422 | Jacksonville North Pulaski School District - Bayou Meto Elementary School | Un. Trib/Bayou Meto | 0 |  | 3B | Pulaski | 0.007 | 20 | 20 | 7 | 3 |  |  | 20 | 20 | 12 | 5.6 | 5 |  |  | 3 | 0.34 | Modeling analysis dated 9/28/2023. | 240331 |  |  | 240701 | 240802 | 8020402 | 907 | 8020402+907 | #N/A
41335 | Jacksonville Wastewater Utility | Bayou Meto | 0 |  | 3B | Pulaski | 12.31 | 6.5 | 15 | 2 | 6.5 | Report |  | 10 | 15 | 4 | 2.2 | 6 | Report |  | 3 | >10 | Modeling analysis dated 7/1/2020 includes Hillside Bayou (AR0050687), Jacksonville (AR0041335), Ammunition Operations LLC (AR0001163) | 180531 | 200722 | 200820 | 190205 | 190308 | 8020402 | 7 | 8020402+7 | #VALUE!
34584 | Jasper | Little Buffalo River | 1.33 |  | 4J | Newton | 0.1 | 20 | 20 | 10 | 3 | 1 | 0.07 | 20 | 20 | 10 | 10 | 2 | 1 | 0.07 | 3 | 126 | Modeling analysis dated 11/22/2019. | 201216 | 90626 | 91029 | 210830 | 210928 | 11010005 | 15 | 11010005+15 | #VALUE!
AR0051390 | J.C. Warner, Inc. | Bull Creek | 0 |  | 4D | White | 0.0005 | 10* | 15 |  | 3 |  |  | 10* | 15 |  |  | 5 |  |  | 4 | <10 | New in 2010. | 100211 | 91230 | 100203 | 100630 | 100803 | 8020301 | 9 | 8020301+9 | #VALUE!
48151 | Jennette | Blackfish Bayou | 0 |  | 5A | Crittenden | 0.043 (1 cfs min. upstream flow required for discharge) | 30 (BOD5) | 90 |  | 2 |  |  | 30 (BOD5) | 90 |  |  | 2 |  |  | 3 | 85 | Modeling analysis dated 11/21/2019. A minimum upstream flow of 1 cfs is required for discharge. | 90915 | 90925 | Default | 91231 | 140616 | 8020203 | 1318 | 8020203+1318 | #VALUE!
49832 | Jesse Ferrel Rental Development | Un. Trib./Little Creek | 0 |  | 3F | Faulkner | 0.0036 | 15 | 20 | 5 | 2 | Report |  | 15 | 20 | 10 | 5.6 | 2 | Report |  | 3 | <10 | MultiSMP Model dated 9/7/2018. | 130515 | 21106 | 21216 | 140113 | 140327 | 11110203 | 4060 | 11110203+4060 | #VALUE!
44423 | Jesseville Public School | Un. Trib./Coleman Creek | 0 |  | 2C | Garland | 0.028 | 10 | 15 | 5 | 2 |  | Report | 10 | 15 | 10 | 5.2 | 2 |  | Report | 4 | <10 | Modeling analysis dated 9/9/2020. | 120121 | n/a | n/a | 140113 | 140327 | 8040203 | 19 | 8040203+19 | #VALUE!
42889 | Al's Truckstop of Malven, Inc. dba JJ's Truckstop | Un. Trib./Brushy Creek | 0 |  | 2C | Saline | 0.01 | 20 | 20 | 5 | 5 |  | 0.011 | 20 | 20 | 10 | 6.1 | 5 |  | 0.011 | 3 | <10 | Modeling analysis dated 7/31/2018 includes Pathway Campground (AR0047431) and JJ's Truckstop (AR0042889). | 240616 | 871118 |  | 140113 | 140327 | 8040203 | 24 | 8040203+24 | #VALUE! |  | TRC limit added.
35963 | Joe T. Robinson Elem.Sch (Removed from WQMP) | Un. Trib./L. Maumelle River | 0 |  | 3C | Pulaski | 0.01 | 15 | 30 | 6 | 3 |  |  | 20 | 30 | 12 | 5.2 | 2 |  |  | 3 | <10 | Connected to the Robinson High School treatment system in 2013 and permit terminated. Limits shown for reference purposes only. | 110721 |  |  | 230206 | 230310 | 11110207 | 21 | 11110207+21 | #VALUE!
43893 | PCSSD - Robinson High School (Removed from WQMP) | Un. Trib./Little Maumelle | 0 |  | 3C | Pulaski | 0.03 | 15 | 30 | 6 | 3 |  | 0.011 | 15 | 30 | 9 | 5.2 | 6 |  | 0.011 | 3 | <10 | Modeling analysis dated 2/8/2021. Permit terminated in June 2022, removed from WQMP, limits shown for reference purposes only. | 210411 | 100330 | 100407 | 230206 | 230310 | 11110207 | 21 | 11110207+21 | #VALUE!
22152 | Joiner | Ditch #4/Frenchman's Bayou | 0 |  | 5A | Mississippi | 0.1 | 20 | 30 | 5 | 3 |  | 0.011 | 20 | 30 | 12 | 5.2 | 5 |  | 0.011 | 3 | 0.25 | Modeling analysis dated 5/25/2021. | 210808 | 100917 | 100924 | 230206 | 230310 | 8020203 | 909 | 8020203+909 | #VALUE!
37907 | Jonesboro - Westside WWTP | Un. Trib./Big Creek | 0 |  | 4B | Craighead | 2.95 | 15 | 20 | 2.1 | 5 | Report |  | 15 | 20 | 4 | 2.1 | 5 | Report |  | 5 | 1.6 | Modeling analysis dated 1/11/2022. | 221225 | 220203 | 220223 | 240701 | 240802 | 8020302 | 904 | 8020302+904 | #VALUE!
43401 | Jonesboro-Eastside WWTP | Whiteman Creek | 0 |  | 5A | Craighead | 9 | 20 | 30 | 2.1 | 5 |  |  | 20 | 30 | 4 | 2.1 | 7 |  |  | 3 | <10 | Modeling analysis dated 10/6/2016. | 170516 | 170112 | 170210 | 170920 | 171102 | 8020203 | 23 | 8020203+23 | #VALUE!
47732 | Interfor U.S. Inc. (Outfalls 001 and 002) | Un. Trib./Clear Creek | 0 |  | 2C | Drew | Variable | 50 (BOD5 daily max) | 35 (daily max) |  | 2 |  |  | Year-round | [6 empty] | 5 | <10 | Modeling analysis dated 8/13/1997. | 100127 | 100202 | 200302 | 170920 | 171102 | 8040204 | 2 | 8040204+2 | #VALUE!
35742 | Judsonia | Little Red River | 47.6 |  | 4E | White | 0.2 | 30 (BOD5) | 90 |  | 2 |  |  | Year-round | [6 empty] | 3 | 1693 | Modeling analysis dated 11/25/2024 segmented with Searcy (AR0021601). See AR0021601 WQMP Summary for the latest model. | 81203 | 181030 | 181129 | 170920 | 171102 | 11010014 | 7 | 11010014+7 | Yes | FCB: 3030 million col/day (May-Sep) FCB: 15100 million col/day (Oct-Apr)
50121 | P.J.'s Country Store | Un. Trib./Ditch # 11 | 0 |  | 5A | Crittenden | 0.0035 | 15 | 20 | 5 | 2 |  |  | 15 | 20 | 10 | 5.2 | 5 |  |  | 3 | <10 | Modeling analysis dated 11/26/2019 | 90519 | 90506 | 100416 | 91231 | 140616 | 8020203 | 6 | 8020203+6 | #VALUE!
22179 | Junction City | Little Cornie Bayou | 0 |  | 2E | Union | 0.13 | Effluent Storage May-Oct | [5 empty] | 30 (BOD5) | 45 |  |  | 2 |  |  | 3 | 112 | Modeling analysis dated 10/22/2021. | 220306 | 211208 | 220107 | 230206 | Approval Pending | 8040206 | 816 | 8040206+816 | #VALUE!
50644 | Lakeside Gardens POA | Lake Hamilton | 0 |  | 2F | Garland | 0.01 | 10 | 15 | 5 | 5 | Report | Report | 10 | 15 | 10 | 10 | 5 | Report | Report | 4 | >10 | WQMP Summary report dated 1/16/2019. | 121107 | 60516 | 70517 | 140113 | 140327 | 8040101 | 4020 | 8040101+4020 | #VALUE!
34754 | Keiser | Tyronza River | 10 |  | 5A | Mississippi | 0.15 | 30 (BOD5) | 90 |  | 2 |  |  | Year-round | [6 empty] | 3 | 157 | Modeling analysis dated 2/3/2021 segmented with City of Dyess (39047) | 100318 | 150429 | 150508 | 100630 | 100803 | 8020203 | 12 | 8020203+12 | #N/A
22322 | Kensett | Black Creek | 0 |  | 4E | White | 0.25 | 15 | 20 | 5 | 3 |  | 0.011 | 20 | 20 | 12 | 5.6 | 2 |  | 0.011 | 3 | <10 | Modeling analysis dated 5/27/2021. | 211024 | 210726 | 210816 | 230206 | 230310 | 11010014 | 7 | 11010014+7 | #VALUE!
37613 | Keo | Un. Trib., North Bayou | 0 |  | 3C | Lonoke | 0.05 | 15 | 15 | 4 | 5 |  |  | 15 | 15 | 10 | 5.2 | 5 |  |  | 3 | 0.47 | Modeling analysis dated 11/26/2019. | 91111 | 91028 | 100303 | 91231 | 140616 | 11110207 | 4 | 11110207+4 | #VALUE!
43672 | Kingsland | Panther Creek | 0 |  | 2C | Cleveland | 0.06 | 15 | 45 | 3 | 6 |  |  | 25 | 45 | 12 | 6.1 | 6 |  |  | 3 | 3.2 | Modeling analysis dated 6/16/2020. | 200805 | 100202 | 100222 | 210830 | 210928 | 8040204 | 6 | 8040204+6 | #VALUE!
51161 | Kirby Landing Rec. Area | Lake Greeson | 0 |  | 2G | Pike | 0.02 | 10 | 15 | 5 | 5 | Report |  | 10 | 15 | 10 | 5.2 | 5 | Report |  | 4 | Lake | Formerly AR0022764. | 90514 | 90508 | 100416 | 91231 | 140616 | 8040103 | lake | 8040103+lake | #VALUE!
43290 | Knobel | Un trib/Big Gum Lateral | 0 |  | 4B | Clay | 0.045 | 10 | 15 | 5 | 2 |  |  | 10 | 15 | 10 | 5.2 | 2 |  |  | 4 | 0.79 | Modeling analysis dated 1/14/2022. | 120510 | 880211 | 140113 | 140113 | 140327 | 8020302 | 44 | 8020302+44 | #VALUE!
47261 | Eagle Ridge Utility Operating Company, LLC - Chicot Sewer | Un.trib/Little Fourche Ck. | 0 |  | 3C | Saline | 0.025 | 15 | 20 | 6 | 2 |  | Report | 15 | 20 | 12 | 6.1 | 5 |  | Report | 3 | 0.05 | Modeling analysis dated 2/9/2022. | 220605 | 90731 | 91029 | 230206 | Approval Pending | 11110207 | 922 | 11110207+922 | #VALUE!
48909 | Lafe | Big Creek | 0 |  | 4B | Greene | 0.0489 | 15 | 20 | 6 | 2 |  |  | 20 (BOD5) | 20 |  |  | 2 |  |  | 3 | <10 | Modeling analysis dated 7/2/2020. | 90819 | 90731 | 91029 | 91231 | 140616 | 8020302 | 835 | 8020302+835 | #VALUE!
38121 | Lake Catherine State Park | Lake Catherine | 0 |  | 2F | Hot Spring | 0.03 | 10 | 15 |  | 5 | 12.2 |  | Year-round | [6 empty] | 4 |  | WQMP Summary dated 2/3/2022. | 161209 | 880211 |  | 170920 | 171102 | 8040101 | 1 | 8040101+1 | #VALUE!
38199 | Lake Charles State Park | Lake Charles | 0 |  | 4G | Lawrence | 0.065 | 10 | 15 | 5 | 5 | 0.54 lb/day |  | 10 | 15 | 10 | 5.2 | 5 | 0.54 lb/day |  | 4 |  | WQMP Summary dated 1/18/2024 | 240721 |  |  | 91231 | 140616 | 11010009 | 4040 | 11010009+4040 | #VALUE! |  | TP limit added.
34134 | Lake City | Un. Trib / Ditch No. 9 (Purcell Slough) | 0 |  | 5A | Craighead | 0.5 | 15 | 15 | 4 | 5 |  |  | 15 | 15 | 10 | 5.2 | 5 |  |  | 3 | 0.08 | Modeling analysis dated 3/26/2020. | 201011 | 200527 | 200715 | 210830 | 210928 | 8020203 | 13 | 8020203+13 | #VALUE!
45624 | Lake Hamilton School District No. 5 | Un. Trib./Lost Creek | 0 |  | 2F | Garland | 0.12 | 20 | 30 | 5 | 5 |  |  | 20 | 30 | 12 | 5.2 | 2 |  |  | 3 | <10 | Modeling analysis dated 7/3/2014. Segmented with Hot Springs SW (AR0050148). | 110518 | 140721 | 141006 | 140113 | 140327 | 8040101 | 47 | 8040101+47 | #VALUE!
36811 | Lake Ouachita State Park (removed from WQMP, permit terminated in October 2020) | Lake Ouachita | 0 |  | 2F | Garland | 0.05 | 10 | 15 | 5 | 5 | 1 |  | 10 | 15 | 10 | 5 | 5 | 1 |  | 4 | 1102 | WQMP Summary Sheet dated 11/3/2016. No model, discharge to lake. TP limit determined using jet-mix. Permit terminated in 2020, limits are shown for reference purposes only | 170107 | 61122 | 70517 | 210830 | 210928 | 8040101 | 10 | 8040101+10 | #VALUE!
41327 | Lake View | Johnson Bayou | 0 |  | 4A | Phillips | 0.076 | 15 | 30 | 4 | 3 |  |  | 20 | 30 | 12 | 5.2 | 2 |  |  | 3 | 5.5 | Modeling analysis dated 10/19/2021. | 220717 | 930908 | 931103 | 240701 | 240802 | 8020304 | 3 | 8020304+3 | #VALUE!
21849 | Lake Village | Little Lake Bayou | 0 |  | 2A | Chicot | 0.82 | 10 | 15 | 4 | 5 |  |  | 10 | 15 | 10 | 5.2 | 5.7 |  |  | 5 | 10 | Modeling analysis dated 2/25/2019 | 81217 | 190403 | 190502 | 91231 | 140616 | 8050002 | 6 | 8050002+6 | #N/A
33910 | Lake Wedington Rec Area | Unnamed Trib/Illinois R | 0 |  | 3J | Washington | 0.014 | 10 (BOD5) | 15 |  | 2 |  |  | Year-round | [6 empty] | 4 | <10 | Modeling analysis dated 2/20/2019 | 80715 | 870713 | 870810 | 140113 | 140327 | 11110103 | 23 | 11110103+23 | #VALUE!
35491 | Lamar | Cabin Creek/Lake Dardanelle | 0 |  | 3H | Johnson | 0.106 | 10 (BOD5) | 15 |  | 5 |  |  | Year-round | [6 empty] | 4 | 7 | Modeling analysis dated 6/18/2018. | 180905 | 180723 | 180807 | 190205 | 190308 | 11110202 | 4060 | 11110202+4060 | #VALUE!
44610 | PCSSD - Landmark Elem. School | Un trib/Treadway Branch | 0 |  | 3C | Pulaski | 0.01 | 20 | 30 | 4 | 4 |  | Report | 25 | 30 | 10 | 6.1 | 2 |  | Report | 3 | <10 | Modeling analysis dated 11/6/2010. | 100315 | 100112 | 100222 | 100630 | 100803 | 11110207 | 26 | 11110207+26 | #VALUE!
34070 | Lavaca | Arkansas River | 878 | 1180 | 3H | Sebastian | 0.4 | 30 | 90 |  | 2 |  |  | Year-round | [6 empty] | 3 | 150547 | Segmented model includes 10 facilities. See MultiSMP Model dated 10/23/2012 named ARKR7_C6.SMP. | 111215 | 101202 | 130215 | 140113 | 140327 | 11110201 | 21 | 11110201+21 | #VALUE!
44628 | PCSSD - Lawson Elem. School | Un trib/Fourche Creek | 0 |  | 3C | Pulaski | 0.02 | 20 | 20 | 5 | 2 |  |  | 20 | 20 | 14 | 5.2 | 2 |  |  | 3 | 0.0348 | Modeling analysis dated 7/16/2020. | 91015 | 90925 | Default | 91231 | 140616 | 11110207 | 24 | 11110207+24 | #VALUE!
22012 | Leachville | Honey Cypress Ditch #2 | 0 |  | 5C | Mississippi | 0.23 | 10 | 15 | 4 | 5 |  |  | 20 | 20 | 11 | 5.2 | 5 |  |  | 3 | 40 | Modeling analysis dated 11/28/2018. | 91217 | 181220 | 190222 | 100630 | 100803 | 8020204 | 2 | 8020204+2 | #VALUE!
50199 | Lendel Vines Company | Un.trib./Flat Rock Creek | 0 |  | 3H | Crawford | 0.001 | June-Nov No discharge | [5 empty] | Dec-May 15 | 20 | 12 |  |  |  |  | 3 | <10 | Permit terminated in 2010. Removed from WQMP in 2014 Governor Certification. | 41023 | 41002 | 41029 | 140113 | 140327 |  |  | + | #VALUE!
23841 | Lepanto | Left Hand Chute of the Little River | 25 |  | 5C | Poinsett | 0.3 | 30 (BOD5)* | 90 |  | 2 |  | 0.36 | Year-round | [5 empty] | 0.36 | 3 | 172 | Modeling analysis dated 8/23/2021. | 220102 | 110708 | 110712 | 230206 | Approval Pending | 8020204 | 1 | 8020204+1 | #VALUE!
34657 | Leslie | Cove Creek | 0 |  | 4E | Searcy | 0.175 | 10 (April-Oct) | 15 | 5 | 6 |  |  | 10 (BOD5) (Nov-Mar) | 15 |  | 5 | 6 |  |  | 3 | 33 | Modeling analysis dated 3/21/2019. | 140424 | 190403 | 190502 | 151013 | 160413 | 11010014 | 626 | 11010014+626 | #VALUE!
49859 | Letona | Un.trib./Big Creek | 0 |  | 4E | White | 0.018 | 15 | 20 | 5 | 2 |  |  | 15 | 20 | 10 | 5.6 | 2 |  |  | 3 | <10 | Modeling analysis dated 8/2/2018. | 80415 | 21106 | 21216 | 190205 | 190308 | 11010014 | 42 | 11010014+42 | #VALUE!
35696 | Lewisville | Battle Creek | 0 |  | 1A | Lafayette | 0.3 | 15 | 20 | 5 | 2 |  |  | 20 | 20 | 12 | 6.1 | 5 |  |  | 3 | 3.67 | Modeling analysis dated 12/6/2019. | 201021 | 191218 | 191227 | 210830 | 210928 | 11140205 | 902 | 11140205+902 | Yes | Total Copper: 9.09 ug/l and 0.01518 lb/day Total Lead: 2.67 ug/l and 0.00446 lb/day
41092 | Lexa | Un. Trib/Lick Creek | 0 |  | 4A | Phillips | 0.048 | Effluent Storage May-Oct | [5 empty] | 30 (BOD5) | 90 |  |  | 2 |  |  | 3 | <10 | Modeling analysis dated 4/27/2018. | 880215 | 880211 |  | 140113 | 140327 | 8020304 | 6 | 8020304+6 | #N/A
37761 | Liberty Baptist Assn. - Beech Springs Baptist Camp | Unnamed trib./Ouachita R | 0 |  | 2D | Ouachita | 0.03 | 15 | 20 | 6 | 3 |  | 0.011 | 20 | 20 | 12 | 6.1 | 2 |  | 0.011 | 3 | <10 | Modeling analysis dated 12/16/2020. | 210303 | 100520 | 100630 | 210830 | 210928 | 8040201 | 5 | 8040201+5 | #VALUE!
35246 | Lincoln | Un trib/Bush Cr | 0 |  | 3J | Washington | 0.5 | 10 | 15 | 3.9 | 3 | 1 | 0.011 | 10 | 15 | 8 | 3.9 | 7 | 1 | 0.011 | 4 | <10 | Model dated 6/13/2017. | 120919 | 221024 | 230526 | 240701 | 140327 | 11110103 | 26 | 11110103+26 | #VALUE!
AR0053112 | Lincoln County Detention Center | Un trib/Sanders Creek | 0 |  | 2C | Lincoln | 0.005 | 10 | 15 | 6 | 2 |  |  | 10 | 15 | 12 | 6.1 | 2 |  |  | 3 | 0.035 | Modeling analysis dated 8/16/2019. | 200513 |  |  | 210830 | 210928 | 8040204 | 3 | 8040204+3 | #N/A
647 | Lion Oil - El Dorado Refinery | Loutre Creek |  |  | 2D | Union | 2 | June-Sept 10 | - | 2 | 7 |  |  | Oct-May 24 |  | 9 |  | 7 |  |  | 1 |  | BAT TSS limits; Stream Reclassification (UAA) | 860303 |  | 100303 | 140113 | 140327 |  |  | + | #VALUE!
AR0040177 | Little Rock Water Reclamation Authority - Fourche Creek Water Reclamation Facility | Arkansas River | 819 | 1440 | 3C | Pulaski | 16 | 30 (BOD5) | 30 |  | 2 |  |  | Year-round | [5 empty] | 1.5 (Inst Max) | 3 | 158276 | Modeling analysis dated 7/15/2016. | 170308 | 160720 | 160811 | 190205 | 190308 | 11110207 | 8 | 11110207+8 | #VALUE! | TRC: 1.5 mg/l (Inst. Max) from WQ study, not TMDL based.
21806 | Little Rock Water Reclamation Authority - Adams Field Water Reclamation Facility | Arkansas River | 819 | 1440 | 3C | Pulaski | 36 | 25 | 30 | 11.9 |  |  | PAA: 2.0 (Inst Max) | 30 (BOD5) | 30 |  |  |  |  | PAA: 2.0 (Inst Max) | 3 | ~158000 | Segmented modeling analysis dated 7/15/2016. | 191005 | 160720 | 160811 | 200325 | 200416 | 11110207 | 11 | 11110207+11 | #VALUE!
50849 | Little Rock Water Reclamation Authority - Little Maumelle Water Reclamation Facility | Arkansas River | 743 | 1210 | 3C | Pulaski | 4 | 25 | 30 | 15 | 2 |  |  | Year-round | [6 empty] | 3 | 157945 | Modeling analysis dated 2/22/2013. | 131122 | 130626 | 130719 | 190205 | 190308 | 11110207 | 12 | 11110207+12 | #VALUE!
AR0037745 | Little Rock Zoological Gardens (Outfalls 002 and 004) | Coleman Creek | 0 |  | 3C | Pulaski | 0.806 (002) 0.763 (004) |  | 50 |  | 2 |  | 0.011 (TRC) PAA (1.0) |  | 50 |  |  | 6 |  | 0.011 (TRC) PAA (1.0) | 4 | 1.6 | WQMP Summary dated 2/12/2024. | 210307 | 210105 | 210121 | 210830 | 210928 | 11110207 | 22 | 11110207+022 | #N/A |  | PAA limit added.
48402 | Proedge Properties, LLC - LMJ Trailer Park | Un.trib./Big Creek Ditch | 0 |  | 4B | Craighead | 0.024 | 15 | 20 | 5 | 2 |  | 0.011 | 20 | 20 | 12 | 5.2 | 2 |  | 0.011 | 3 | <10 | Modeling analysis dated 7/18/2023. | 231119 | 961017 | 970311 | 240701 | 240802 | 8020302 | 911 | 8020302+911 | #VALUE!
50521 | Lochridge Estates WWTP | McHenry Creek/Fouche Creek | 0 |  | 3C | Pulaski | 0.04 | 15 | 20 | 5 | 3 |  |  | 20 | 20 | 12 | 5.2 | 2 |  |  | 3 | 1.96 | Modeling analysis dated 2/1/2021 includes Youth Home (45471), Lockridge Estates (50521) and Humane Society (49051). | 110316 | 100927 | 101008 | 140113 | 140327 | 11110207 | 324 | 11110207+324 | #VALUE!
21377 | Lockesburg | Un.trib./L.Cossatot Riv | 0 |  | 1C | Sevier | 0.15 | 20 | 40 | 7 | 2 |  | 0.011 | 20 (BOD5) | 40 |  |  | 4.3 |  | 0.011 | 3 | <10 | Modeling analysis dated 11/18/2019 | 200213 | 191218 | 191227 | 210830 | 210928 | 11140109 | 920 | 11140109+920 | #VALUE!
50946 | London, City of | Lake Dardanelle | 0 |  | 3H | Pope | 0.2 | 10 | 15 | 3.2 | 5 | 1 | 2.0 (PAA) 0.14 (TRC) | 10 | 15 | 10 | 3.2 | 5 | 1 | 2.0 (PAA) 0.14 (TRC) | 4 | 156000 | WQMP Summary dated 6/22/2023. | 230227 | 211208 | 220107 | 240701 | 240802 | 11110202 | 16 | 11110202+16 | #VALUE!
46418 | Mission Creek OpCo, LLC - McKamie Gas Plant | Un. Trib./Crooked Creek | 0 |  | 1A | Lafayette | Variable | 10 (BOD5) | 35 |  | 2 |  |  | 10 (BOD5) | 35 |  |  | 5 |  |  | 3 | 0.15 | Modeling analysis dated 4/16/2021. | 160406 | 211013 | 211110 | 170920 | 171102 | 11140203 | 901 | 11140203+901 | #VALUE!
34746 | Lonoke | Bayou Two Prairie | HCR |  | 3B | Lonoke | 0.89 | 30 (BOD5) | 90 |  | 3 |  |  | 30 (BOD5) | 90 |  |  | 3 |  |  | 3 | 105 | Modeling analysis dated 9/11/2018. | 81215 | 181220 | 190222 | 91231 | 140616 | 8020402 | 6 | 8020402+6 | #VALUE!
[8 empty] | HCR Flow limit = ≤7% of upstream (May-October) | [5 empty] | HCR Flow limit = ≤20% of upstream (November-April)
36676 | Lost Bridge Village Water & Sewer Districts | Beaver Lake | 0 |  | 4K | Benton | 0.105 | 10 | 15 | 3.9 | 5 | 1 | 0.15 | 10 | 15 | 10 | 3.9 | 5 | 1 | 0.15 | 4 | 1000+ | WQMP Summary Sheet dated 12/20/2019. No model, discharge to lake. | 200624 | 200212 | 200311 | 210830 | 210928 | 11010001 | lake | 11010001+lake | #VALUE!
40517 | Louann | Brushy Cr/Smackover Cr | 0 |  | 2D | Ouachita | 0.064 | Effluent Storage May-Oct | [5 empty] | 25 | 30 | 10 | 6.1 | 5 |  |  | 3 |  | Modeling analysis dated 10/9/2020. | 210224 |  |  | 210830 | 210928 | 8040201 | 250 | 8040201+250 | #VALUE!
AR0052680 | Love's Travel Stops & Country Stores, Inc. dba Love's Travel Center - Pine Bluff | Cousart Bayou | 0 |  | 2B | Jefferson | 0.01 | 15 | 20 | 5.2 | 4 |  |  | 15 | 20 | 12 | 12 | 4 |  |  | 3 | 15.6 | Modeling analysis dated 7/7/2016. | 230409 |  |  | 240701 | 240802 | 8040205 | 805 | 8040205+805 | #VALUE!
33782 | Luxora | Mississippi River | 119000 |  | 6C | Mississippi | 0.23 | 30* | 90 |  | 2 |  |  | Year-round | [6 empty] | 3 |  | Modeling analysis dated 8/14/1987. | 110515 | 110301 | 110422 | 140113 | 140327 | 8010100 | 10 | 8010100+10 | #VALUE!
37893 | Madison | St. Francis River | 74.3 |  | 5A | St. Francis | 0.15 | 30 (BOD5)* | 90 |  | 2 |  |  | Year-round | [6 empty] | 3 | 6000 | Modeling analysis dated 11/22/2019 includes Madison (AR0037893) and Widener (AR0051063). | 100915 | 191218 | 191227 | 140113 | 140327 | 8020203 | 8 | 8020203+8 | #VALUE!
50148 | Magazine | Un.trib./Revilee Creek | 0 |  | 3G | Logan | 0.15 | 15 | 20 | 6 | 3 |  |  | 20 | 20 | 12 | 5.6 | 3 |  |  | 3 | <10 | Modeling analysis dated 8/6/2019. | 80715 | 190813 | 190906 | 140113 | 140327 | 11110204 | 11 | 11110204+11 | #VALUE!
AR0049115 | Magic Springs Theme and Water Park | Un. Trib./Middle Branch Gulpha Creek | 0 |  | 2F | Garland | 0.15 |  | 35 |  | 2 |  | 0.011 |  | 35 |  |  | 6 |  | 0.011 |  | 0.065 | WQMP Summary dated 8/29/2022. | 221023 | 220906 | 221013 | 240701 |  | 8040101 | 801 | 8040101+801 | #N/A
43613 | Magnolia | Big Creek | 0 |  | 1A | Columbia | 2.5 | 10 | 15 | 2.4 | 5 | Report |  | 10 | 15 | 6.8 | 2.4 | 5 | Report |  | 5 | 60 | Modeling analysis dated 7/3/2018. | 130301 | 180723 | 180807 | 190205 | 190308 | 11140203 | 923 | 11140203+923 | Yes | Total Lead: 2.67 ug/L and 0.0558 lb/day
46973 | Magnolia Country Club | Un.trib/Horsehead Creek | 0 |  | 1A | Columbia | 0.0035 | 20 | 20 | 5 | 3 |  |  | 20 | 20 | 12 | 6.1 | 2 |  |  | 3 | <10 | Modeling analysis dated 9/13/2019. | 130301 | 930622 | 930802 | 151013 | 160413 | 11140203 | 21 | 11140203+21 | Yes | Total Lead: 3.41 ug/L and 0.0001 lb/day
52736 | Magnolia Utilities - Sterling Lacy WTR Purification | Un. Trib./Big Creek | 0 |  | 1A | Columbia | 0.136 |  | 20 |  |  |  | 0.011 |  | 20 |  |  |  |  | 0.011 |  | <1 | WQMP Summary dated 1/24/2022. | 220703 |  |  | 230206 | 230310 | 11140203 | 923 | 11140203+923 | Yes | Total Lead: 2.67 ug/L and 0.0031 lb/day
34126 | Malvern | Ouachita River | 271 |  | 2F | Hot Spring | 5.908 | 25 | 90 | 10 | 2 |  | 0.09 | 25 | 90 | 10 | 10 | 2 |  | 0.09 | 3 | 1589 | Modeling analysis dated 8/26/2019. | 191220 | 191011 | 191031 | 200325 | 200416 | 8040102 | 7 | 8040102+7 | #VALUE!
23850 | Mammoth Spring | Un trib/Spring River | 0 |  | 4H | Fulton | 0.15 | 10 | 15 | 7 | 5 |  |  | 10 | 15 | 10 | 3.9 | 7.4 |  |  | 4 | <10 | Tributary is a Losing stream based on 3/8/1984 study. Modeling analysis dated 8/30/2017. | 171005 | 170919 | 171027 | 190205 | 190308 | 11010010 | 8 | 11010010+8 | #VALUE!
21881 | Manila | Ditch # 81 | 5 |  | 5C | Mississippi | 0.6 | 25 | 90 | 6 | 2 |  | 0.05 | 30 (BOD5) | 90 |  |  | 2 |  | 0.05 | 3 | 2100 | Modeling analysis dated 12/18/2019. | 201017 | 200212 | 200311 | 210830 | 210928 | 8020204 | 5 | 8020204+5 | #VALUE!
36293 | Mansfield | Coop Creek | 0 |  | 3I | Sebastian | 0.45 | 10 | 15 | 4 | 4 |  |  | 15 | 20 | 6 | 5.6 | 5 |  |  | 3 | <10 | Modeling analysis dated 10/2/2017 also includes Huntington (AR0037419). | 120808 | 120626 | 120709 | 140113 | 140327 | 11110105 | 36 | 11110105+36 | #VALUE!
AR0052515 | Mansfield Juvenile Correction Center | Un. Trib./Lake No. 2 | 0 |  | 3I | Sebastian | 0.018 | 20 | 20 | 10 | 3 |  |  | 20 | 20 | 16.7 | 5.6 | 2 |  |  | 3 | 0.69 | Modeling analysis dated 2/28/2020 | 200827 |  |  | 210830 | 210928 | 11110105 | 36 | 11110105+36 | #N/A
45071 | MAPCO Express, Inc. # 3059 | Un. Trib./Stone Dam Creek | 0 |  | 3F | Faulkner | 0.025 | NA | NA | 5.6 | 2 |  |  | NA | NA | 16.7 | 5.6 | 2 |  |  |  | <10 | Added in 2010 based on the 2003 Stone Dam Ck TMDL. 0.009 lb.day NH3-N & 0.07 lb/day NO3 limits (both Mon Avg & D Max). | 100918 | NA | NA | 140113 | 140327 | 11110203 | 1755 | 11110203+1755 | Yes
46761 | MAPCO Express, Inc. # 3155 (Outfall 001) | Un. Trib./North Blackfish Bayou | 0 |  | 5A | St. Francis | 0.005 | 20 | 20 | 5 | 3 |  |  | 20 | 20 | 12 | 5.2 | 3 |  |  | 3 | 0.035 | Modeling analysis dated 4/8/2021. | 100111 | 100202 | 100222 | 100630 | 100803 | 8020203 | 7 | 8020203+7 | #VALUE!
40860 | Maple Creek Farms Property Owners SID No. 2 of Saline County, Arkansas | Un. Trib./Maple Creek | 0 |  | 3C | Saline | 0.16 | 10 | 15 | 4 | 5 |  | 0.011 | 15 | 20 | 10 | 6.1 | 5 |  | 0.011 | 3 | 0.037 | Modeling analysis dated 10/15/2018. | 190608 | 190403 | 190502 | 200325 | 200416 | 11110207 | 26 | 11110207+26 | #VALUE!
48399 | Maple Creek Farms Tract C H | Un.trib./Ferguson Lake | 0 |  | 3C | Saline | 0.0006 | 20 | 20 | 5 | 3 |  |  | 20 | 20 | 12 | 6.1 | 2 |  |  | 3 | <10 | Modeling analysis dated 6/1/2017. | 170628 | 961017 | 970311 | 170920 | 171102 | 11110207 | 927 | 11110207+927 | #VALUE!
34088 | Marble Falls SID No. 1 | Un.trib/Mill Creek | 0 |  | 4J | Newton | 0.01 | 10 | 15 | 5 | 2 |  |  | 10 | 15 | 10 | 5.3 | 6 |  |  | 4 | <10 | Modeling analysis dated 2/14/2017. | 111116 | 890504 | 890627 | 140113 | 140327 | 11010005 | 712 | 11010005+712 | #VALUE!
34142 | Marianna - Pond B | L'Anguille River (discharge allowed when flow is ≥ 20 cfs) | 0 |  | 5B | Lee | 0.4 | 30 (BOD5)* | 90 |  | 4 |  |  | 30 (BOD5)* | 90 |  |  | 2 |  |  | 3 | 730 | Modeling analysis dated 11/21/2016. | 91217 | 91119 | 100212 | 170920 | 171102 | 8020205 | 1 | 8020205+1 | Yes
34169 | Marianna - Pond A | L'Anguille River (discharge allowed when flow is ≥ 58 cfs) | 0 |  | 5B | Lee | 0.6 | 30 (BOD5)* | 90 |  | 4 |  |  | 30 (BOD5)* | 90 |  |  | 2 |  |  | 3 | 730 | Modeling analysis dated 11/21/2016. | 91217 | 91119 | 100212 | 170920 | 171102 | 8020205 | 1 | 8020205+1 | Yes
21971 | Marion (Outfall 001) (discontinued) | Fifteen Mile Bayou | 0.5 |  | 5A | Crittenden | 1.6 | 15 | 20 | 2.4 | 4 |  |  | 15 | 20 | 6.7 | 2.4 | 6 |  |  | 3 | ~60 | 15 Mile Bayou WLA (15miBa_C.SMP, 15miBa_P.SMP); segmented with AR0047490, AR0021971, AR0044890, AR0044661; Former PN 4/28/90. This outfall is no longer permitted to discharge. | 120514 | 120124 | 120127 | 140113 | 140327 | 8020203 | 6 | 8020203+6 | #VALUE!
21971 | Marion (Outfall 002) | Mississippi River | 119000 |  | 6C | Crittenden | 4.5 (daily max) | 30 (BOD5) | 90 |  | 2 |  |  | 30 (BOD5) | 90 |  |  | 2 |  |  | 3 | 854000 | Modeling analysis dated 5/25/2022 also includes West Memphis, Memphis-North, Memphis-South, and Ciba Chemical | 170623 | 170522 | 170526 | 170920 | 171102 | 8010100 | 5 | 8010100+5 | #N/A
33430 | Marked Tree | St. Francis River | 98.6 |  | 5A | Poinsett | 0.42 | 30 (BOD5) | 90 |  | 2 |  |  | Year-round | [6 empty] | 3 | 5150 | Modeling analysis dated 7/11/2018. | 181101 | 180723 | 180807 | 190205 | 190308 | 8020203 | 13 | 8020203+13 | #VALUE!
35629 | Marmaduke | Big Slough Ditch | 10 |  | 5A | Greene | 0.34 | 30 (BOD5) | 90 |  | 4 |  |  | 30 (BOD5) | 90 |  |  | 4 |  |  | 3 | 107 | Modeling analysis dated 9/5/2019. | 90818 | 191011 | 191031 | 91231 | 140616 | 8020203 | 915 | 8020203+915 | #VALUE!
34011 | Marshall | Un. trib./Forest Creek/Bear Creek | 0 |  | 4J | Searcy | 0.5 | 10 | 15 | 5 | 2 |  |  | 10 | 15 | 10 | 5.3 | 7 |  |  | 4 | 0.15 | Modeling analysis dated 7/19/2019 | 200813 | 190813 | 190906 | 210830 | 210928 | 11010005 | 26 | 11010005+26 | #VALUE!
35840 | Marvell | Big Creek | 2 |  | 4A | Phillips | 0.22 | 25 | 90 | 4 | 5 |  | 0.05 | 30 (BOD5) | 90 |  |  | 2 |  | 0.05 | 3 | <10 | Modeling analysis dated 6/24/2020. | 210117 | 200722 | 200820 | 210830 | 210928 | 8020304 | 9 | 8020304+9 | #VALUE!
33626 | North Little Rock Wastewater Utility - Maumelle Water Management | Arkansas River | 743 | 1210 | 3C | Pulaski | 3.5 | 30 (BOD5) | 30 |  | 2 |  | 0.175 | Year-round | [5 empty] | 0.175 | 3 | 157,000+ | Modeling analysis dated 1/22/2013. | 201213 | 200212 | 200311 | 210830 | 210928 | 11110207 | 12 | 11110207+12 | #VALUE!
46299 | Maverick Trucking | Un trib/Stark Bend | 0 |  | 3B | Pulaski | 0.007 | 10 | 15 | 5 | 2 | m |  | 10 | 15 | 10 | 5.2 | 2 | m |  | 4 | <10 | Modeled at Q=0.013 mgd. | 940130 | 940127 | 940816 | 140113 | 140327 | 11110207 | xx | 11110207+xx | #VALUE!
46523 | Maverick Tube Corporation | Ditch # 38 | 0 |  | 5C | Mississippi | 0.015 | 20 | 30 | 5 | 3 |  | 0.011 | 20 | 30 | 12 | 5.2 | 2 |  | 0.011 | 3 | <10 | Modeling analysis dated 5/4/2007 also includes Nucor Hickman (AR0045977) and end results of model for Precoat Metals (AR0050776). | 240211 | 70530 | 80506 | 140113 | 140327 | 8020204 | 3 | 8020204+3 | #VALUE! |  | TRC limit added.
49301 | New Neptune, LLC - Max Mart #1026 | Un. Trib./Little Cypress Creek | 0 |  | 4D | White | 0.0015 | 20 | 20 | 5 | 3 |  | 0.011 | 20 | 20 | 12 | 12 | 2 |  | 0.011 | 3 | 1 | Segmented model dated 1/26/2017 named 50156S_C and 50156S_P. | 160609 | 80501 | Default | 230206 | Approval Pending | 8020301 | 12 | 8020301+12 | #VALUE!
37206 | Mayflower | Arkansas River | 743 | 1210 | 3F | Faulkner | 0.5 | 25 | 90 | 15 | 2 |  |  | Year-round | [6 empty] | 3 | 157000 | See segmented model "47279S_C.SMP" and "47279S_P.SMP" | 130509 | 130614 | 130708 | 140113 | 140327 | 11110203 | 6 | 11110203+6 | #VALUE!
43834 | Maynard | Lemmons Creek | 0 |  | 4G | Randolph | 0.065 | 25 | 30 | 5 | 5 |  |  | 25 | 30 | 10.3 | 3.9 | 5 |  |  | 3 | <10 | Modeling analysis dated 4/26/2019 | 90319 | 81110 | 81203 | 91231 | 140616 | 11010009 | 8 | 11010009+8 | #VALUE!
39543 | McAlmont Church of Christ | Stark Bend/Faulkner Lake | 0 |  | 3C | Pulaski | 0.002 | 10 | 15 | 5 | 5 |  |  | 10 | 15 | 10 | 5.6 | 5 |  |  | 4 | <10 | Existing facility, inadvertantly unlisted previously | 90716 | 90508 | 100416 | 91231 | 140616 | 11110207 | lake | 11110207+lake | #VALUE!
45128 | Betty J. McClard dba McClard’s 270 West Shopping Center | Un. Trib./Cearley Creek | 0 |  | 2F | Garland | 0.003 | 10 | 15 | 5 | 2 |  |  | 10 | 15 | 10 | 5.2 | 2 |  |  | 4 | <10 | Modeling analysis dated 9/15/2015. | 101115 | 100917 | 100924 | 140113 | 140327 | 8040101 | 4020 | 8040101+4020 | #VALUE!
44954 | McCrory | Cache River | 9.91 |  | 4B | Woodruff | 0.39 | 30 (BOD5) | 30 |  | 5 |  | 0.122 | 30 (BOD5) | 30 |  |  | 2 |  | 0.122 | 3 | 1040 | Modeling analysis dated 10/9/2019. Model includes Patterson (AR0039837). | 201014 | 191011 | 191031 | 210830 | 210928 | 8020302 | 18 | 8020302+18 | #N/A
42781 | McDougal | Cache River Ditch No. 1 | 0 |  | 4B | Clay | 0.05 | Effluent Storage May-Oct | [5 empty] | 25 | 90 | 9 | 5.2 | 5 |  |  | 3 | 60 | Modeling analysis dated 1/16/2019. | 190221 | 80201 | 80506 | 200325 | 200416 | 8020302 | 41 | 8020302+41 | #VALUE!
22071 | McGehee | Bayou Bartholomew | 5.49 |  | 2B | Desha | 0.6 | 25 | 90 | 6 | 5 |  |  | 30 (BOD5) | 90 |  |  | 5 |  |  | 3 | 576 | Modeling analysis dated 10/2/2019. | 131207 | 191011 | 191031 | 151013 | 160413 | 8040205 | 912 | 8040205+912 | #VALUE! | Chloride: 265.4 lb/day Sulfate: 205.3 lb/day TDS: 1622.5 lb/day
21555 | McNeil | O'Rear Creek | 0 |  | 1A | Columbia | 0.2 | 20 | 20 | 5 | 3 |  | 0.011 | 25 | 30 | 12 | 6.1 | 5 |  | 0.011 | 3 | 2.65 | Modeling analysis dated 3/30/2021. | 210815 | 210524 | 210623 | 230206 | 230310 | 11140203 | 923 | 11140203+923 | Yes | Total Lead: 2.67 ug/L and 0.0045 lb/day Mercury Certification complies with Hg TMDL
21504 | McRae | Dry Branch | 0 |  | 4D | White | 0.16 | 15 | 15 | 4 | 5 |  |  | 15 | 15 | 11 | 5.2 | 5 |  |  | 3 | 2 | Modeling analysis dated 12/26/2018 | 90215 | 190227 | 190319 | 91231 | 140616 | 8020301 | 9 | 8020301+9 | #VALUE!
20036 | Melbourne | Mill Creek | 0 |  | 4F | Izard | 0.41 | 10 | 15 | 3.9 | 6 |  | 0.011 | 20 | 30 | 3.9 | 3.9 | 7 |  | 0.011 | 3 | 6.38 | Modeling analysis dated 4/12/2021. | 210728 | 210524 | 210623 | 230206 | 230310 | 11010004 | 409 | 11010004+409 | #VALUE!
36692 | Mena | Un.trib./Prairie Creek | 0 |  | 2F | Polk | 3.1 | 10 | 15 | May 3 June-Oct 2.1 | 7.1 |  | PAA: 1.0 (Inst Max) | 10 | 15 | 5.9 | 4.9 | 7.1 |  | PAA: 1.0 (Inst Max) | 3 | <10 | Modeling analysis dated 5/12/2022. | 221002 | 220602 | 220629 | 240701 | 240802 | 8040101 | 48 | 8040101+48 | #VALUE!
49361 | Menifee | Un.trib./Gap Creek | 0 |  | 3F | Conway | 0.075 | 15 | 20 | 5 | 2 |  |  | 20 | 20 | 10 | 5.6 | 2 |  |  | 3 | <10 | Modeling analysis dated 9/11/2017 | 120808 | 10227 | 10517 | 140113 | 140327 | 11110203 | 10 | 11110203+10 | #VALUE!
41319 | Landvestr, LLC - Mill Pond Village | Sorrells Cr/Fourche a Loupe Creek/Lake Hamilton | 0 |  | 2F | Garland | 0.023 | 10 | 15 | 4 | 5 |  |  | 10 | 15 | 10 | 5.2 | 6 |  |  | 3 | 1.4 | Modeling analysis dated 10/8/2018. | 80915 | 80910 |  | 190205 | 190308 | 8040101 | 6 | 8040101+6 | #VALUE!
37079 | Millwood State Park | Un.Trib/Buster Creek/L. River | 0 |  | 1C | Little River | 0.02 | 10 | 15 | 6 | 2 |  |  | 10 | 15 | 12 | 6.1 | 4 |  |  | 3 | 3.1 | Modeling analysis dated 2/28/2022. | 161228 | 70214 | 100222 | 170920 | 171102 | 11140109 | 6 | 11140109+6 | #VALUE!
41246 | WJK, LLC - Millwood Water | Un. Trib./Millwood Lake | 0 |  | 1C | Little River | 0.03 | 10 | 15 | 6.1 | 5 |  | 0.011 | 10 | 15 | 17 | 6.1 | 5 |  | 0.011 | 4 | 0.13 | Modeling analysis dated 10/25/2019. | 200910 | 90626 | 91029 | 210830 | 210928 | 11140109 | 4021 | 11140109+4021 | #VALUE!
21261 | Mineral Springs | Mine Creek | 0.0267 | 1.25 | 1C | Howard | 0.2 | 30 (BOD5) | 45 |  | 4 |  |  | 30 (BOD5) | 45 |  |  | 2 |  |  | 3 | 90 | Modeling analysis dated 7/13/2020 includes Tyson, Nashville, Mineral Springs & Tollette. | 140424 | 200722 | 200820 | 151013 | 160413 | 11140109 | 33 | 11140109+33 | Yes | FCB: 3.03E+09 lb/day (May-Sep) FCB: 1.51E+10 lb/day (Oct-Apr)
37125 | Mitchellville | Un. Trib./Canal No. 19 | 0 |  | 2A | Desha | 0.06 | 20 | 20 | 5 | 4 |  |  | 20 | 20 | 12 | 5.2 | 2 |  |  | 3 | <10 | Modeling analysis dated 5/13/2021. | 110824 | 900628 |  | 140113 | 140327 | 8050001 | 20 | 8050001+20 | #VALUE!
33651 | Monette | Little Ditch #3 | 0 |  | 5A | Craighead | 0.35 | 15 | 15 | 4 | 5 |  |  | 15 | 15 | 11 | 5.2 | 5 |  |  | 3 | 8 | Modeling analysis dated 9/27/2016. | 170331 | 171007 | 171021 | 170920 | 171102 | 8020203 | 14 | 8020203+14 | #VALUE!
46469 | Monsanto AG Research | Un.trib./Wildcat Ditch | 0 |  | 4A | Arkansas | 0.005 | 10 | 15 | 10 | 2 |  |  | Year-round | [6 empty] | 3 | <10 | Facility name change, 2007 renewal. Previous PN 9/06/92 | 71109 | 70530 | 80506 | 71219 |  | 8020303 |  | 8020303+ | #VALUE!
21831 | Monticello - East | Godfrey Creek | 0 |  | 2B | Drew | HCR: 52% of upstream (May-Oct) 78% of upstream (Nov-Apr) | 25 | 90 | 5.4 | 3 |  |  | 25 | 90 | 12.6 | 4.4 | 5 |  |  | 1 | <10 | Modeling analysis dated 4/15/2019. | 191120 | 190530 | 190619 | 200325 | 200416 | 8040205 | 9 | 8040205+9 | Yes | Mercury M&R per TMDL.
21822 | Monticello - West | Tenmile Creek | 0 |  | 2C | Drew | HCR: 31% of stream (May-Oct) 56% of stream (Nov-Apr) | 25 | 90 | 7.4 | 3 |  |  | 25 | 90 | 14.8 | 5.2 | 5 |  |  | 3 | 14 | Modeling analysis dated 4/17/2019. | 200205 | 190530 | 190619 | 200325 | 200416 | 8040204 | 2 | 8040204+2 | Yes | Mercury M&R per TMDL.
41297 | Montrose | Un. Trib/Wards Bayou/Big Bayou | 0 |  | 2A | Ashley | 0.108 | 15 | 20 | 5 | 5 |  | 0.011 | 20 | 20 | 10 | 5.2 | 5 |  | 0.011 | 3 | <10 | MultiSMP Model dated 12/18/2017 | 240128 | 240117 | 240215 | 240701 | 240802 | 8050001 | 921 | 8050001+921 | Yes | Chlorides: 75.1 lb/day
38237 | Moro, City of | Hog Tusk Creek/Big Creek | 0 |  | 4A | Lee | 0.05 | 20 | 20 | 5.2 | 3 |  |  | 30 (BOD5) | 30 |  |  | 2 |  |  | 3 | 13 | Modeling analysis dated 3/8/2018. | 180727 | 80605 | 140327 | 190205 | 190308 | 8020304 | 9 | 8020304+9 | #VALUE!
21211 | Mountain Home | Hicks Creek | 0.1 |  | 4F | Baxter | 5 | 10 | 15 | 1.6 | 7 | Report | 0.011 | 10 | 15 | 2 | 1.6 | 7 | Report | 0.011 | 3 | 11.5 | Modeling analysis dated 3/30/2020. | 210105 | 200427 | 200506 | 210830 | 210928 | 11010004 | 15 | 11010004+15 | Yes | NO2+NO3-N: 10 mg/l and 417 lb/day
21539 | Mountain Pine | Glazypeau Creek | 1.96 |  | 2F | Garland | 0.15 | 20 | 90 | 4 | 6 |  |  | 30 (BOD5) | 90 |  |  | 2 |  |  | 3 | 30 | Modeling analysis dated 6/12/2019. | 190902 | 190703 | 190719 | 200325 | 200416 | 8040101 | 909 | 8040101+909 | #VALUE!
46141 | Arkansas District Council of the Assemblies of God - Mountain Valley Retreat Center | Un. Trib/S. Fork Saline River | 0 |  | 2C | Garland | 0.025 | 10 | 15 | 5 | 2 |  |  | 10 | 15 | 10 | 5.2 | 2 |  |  | 4 | >10 | Modeling analysis dated 2/27/2017 includes AR0046141 and AR0050750. | 191117 | 200122 | 200219 | 200325 | 200416 | 8040203 | 22 | 8040203+22 | #N/A
AR0052574 | RET Development, LLC - Mountain Valley Subdivision | Nowlin Creek | 0 |  | 3C | Pulaski | 0.04 | 10 | 15 | 4 | 6 |  |  | 20 | 20 | 14.7 | 5.2 | 2 |  |  | 3 | 12.1 | Modeling analysis dated 4/26/2015 includes Alotian Club (AR0050245). | 151202 |  |  | 170920 | 171102 | 11110207 | 20 | 11110207+20 | #N/A
20117 | Mountain View | Hughes Creek | 0 |  | 4F | Stone | 0.95 | 10 | 15 | 3.9 | 6 |  |  | 10 | 15 | 8 | 3.9 | 7 |  |  | 3 | 3.3 | Modeling analysis dated 6/29/2021. | 210829 | 210726 | 210816 | 230206 | 230310 | 11010004 | 10 | 11010004+10 | #VALUE!
21512 | Mountainburg | Un. Trib./Pigeon Creek/Frog Bayou | 0 |  | 3H | Crawford | 0.12 | 15 | 30 | 6 | 6 |  | 0.011 | 30 (BOD5 Nov-Mar) 25 (CBOD5 Apr) | 30 |  | 5.3 | 4 |  | 0.011 | 3 | 0.29 | Modeling analysis dated 3/12/2020. | 201003 | 200427 | 200506 | 210830 | 210928 | 11110201 | 18 | 11110201+18 | #VALUE!
49123 | Jim Yeager dba Yeager Apartments | Un. Trib./Dry Creek | 0 |  | 2D | Union | 0.00515 | 20 | 20 | 5 | 2 |  |  | 20 (BOD5) | 20 |  |  | 2 |  |  | 3 | 0.09 | Modeling analysis dated 3/24/2021. | 101115 | 101202 | 620 | 140113 | 140327 | 8040201 | 7 | 8040201+7 | #VALUE!
33855 | Mt. Ida | South Fork Ouachita Riv | 0.13 | 4.77 | 2F | Montgomery | 0.2 | 12 | 20 | 3 | 6 | Report |  | 30 (BOD5) | 30 |  |  | 2 | Report |  | 5 | 61 | Modeling analysis dated 12/31/2019. | 201112 | 200212 | 200311 | 210830 | 210928 | 8040101 | 43 | 8040101+43 | #VALUE!
48852 | Mt. Magazine State Park | West Bass Creek | 0 |  | 3G | Logan | 0.072 | 20 | 20 | 5 | 2 |  |  | 20 | 20 | 16.7 | 5.6 | 5 |  |  | 3 | < 10 | Modeling analysis dated 7/30/2009 | 90923 | 90902 | 100305 | 91231 | 140616 | 11110204 | 6 | 11110204+6 | #VALUE!
37966 | Mt. Nebo State Park | Un. Trib./Little Chickalah Creek | 0 |  | 3G | Yell | 0.015 | 10 | 15 | 5 | 3 |  |  | 10 | 15 | 10 | 5.6 | 5 |  |  | 4 | <10 | Modeling analysis dated 5/21/2019. | 231224 | 90902 | 100416 | 240701 | 240802 | 11110204 | 2 | 11110204+2 | #VALUE!
45357 | Mt. Pleasant Housing Auth | Barren Fork | 0 |  | 4F | Izard | 0.003 | 15 | 20 | 5 |  |  |  | 20 | 20 | 12 |  |  |  |  | 3 | <10 | Permit terminated on 8-9-2011. | 910118 | 910111 | 910612 | 910226 |  |  |  | + | #VALUE!
34932 | Mulberry | Arkansas River | 878 | 1180 | 3H | Crawford | 0.3 | 25 | 90 | 7 | 2 |  |  | 25 | 90 | 15 | 15 | 2 |  |  | 3 | 150000 | Model dated 10/23/2012 named ARKR7_C6.SMP. | 130323 | 130211 | 130215 | 140113 | 140327 | 11110201 | 15 | 11110201+15 | #VALUE!
43281 | Murfreesboro | Little Missouri River | 9.59 |  | 2G | Pike | 0.6 | 20 | 20 | 5 | 5 |  |  | 25 | 30 | 12 | 12 | 5 |  |  | 3 | 393 | Modeling analysis dated 11/5/2020. | 90916 | 210105 | 210121 | 91231 | 140616 | 8040103 | 15 | 8040103+15 | #VALUE!
50628 | MWM Development, LLC-Deer Creek Development | Kelly Branch/Duck Creek/Clear Creek | 0 |  | 3C | Grant | 0.05 | 15 | 20 | 5 | 3 |  | 0.011 | 20 | 20 | 10 | 6.1 | 2 |  | 0.011 | 3 | <10 | Modeling analysis dated 4/20/2017. | 221211 |  |  | 240701 | 240802 | 11110207 | 827 | 11110207+827 | #VALUE!
50024 | NACA (Northwest Arkansas Conservation Authority) (Tier 1) | Osage Creek | 12 |  | 3J | Benton | 3.6 | 10 | 15 | 2 | 5 | 0.1 |  | 10 | 15 | 4 | 4 | 7 | 0.1 |  | 3 | 82 | TP limit revised from 1.0 mg/l to 0.1 mg/l in 2012 renewal based on EPA objection letter dated 4/3/2009 and is BPJ-based not WQ-based. Segmented with Rogers (AR0043397), Cave Springs (preliminary, not built yet), and end results of Springdale model (AR0022063) for Spring Creek. "50024s_x.SMP" | 90419 | 120313 | 120501 | 91231 | 140616 | 11110103 | 830 | 11110103+830 | #VALUE!
50024 | NACA (Northwest Arkansas Conservation Authority) (Tier 2) | Osage Creek | 12 |  | 3J | Benton | 7.2 | 10 | 15 | 2 | 5 | 0.35 (6-month rolling average) |  | 10 | 15 | 4 | 4 | 7 | 0.35 (6-month rolling average) |  | 3 | 82 | Modeling analysis dated 8/28/2020. | 201220 | 210128 |  | 230206 |  | 11110103 | 830 | 11110103+830 | #VALUE!
21776 | Nashville | Mine Creek | 0.0267 | 1.25 | 1C | Howard | 3.5 | 10 | 15 | 2 | 5 | report |  | 10 | 15 | 5 | 2.57 | 7.4 | report |  | 5 | 27 | Modeling analysis dated 7/13/2020 includes Tyson, Nashville, Mineral Springs & Tollette. | 200930 | 200722 | 200820 | 210830 | 210928 | 11140109 | 33 | 11140109+33 | #VALUE! | FCB: 5.3 E+10 col/day (May-Sep) FCB: 2.65 E+10 col/day (Oct-Apr)
51403 | City of Rose Bud | East Fork Cadron Creek | 0 |  | 3D | White | 0.02 | 10 | 15 | 5 | 2 |  |  | 10 | 15 | 10 | 5.6 | 5 |  |  | 3 | 7.4 | Modeling analysis dated 5/6/2015 | 110217 | 110111 | 110121 | 151013 | 160413 | 11110205 | 5 | 11110205+5 | #VALUE!
42439 | Nevada School Dist. #1 | Un trib/Little Caney Creek | 0 |  | 2G | Nevada | 0.025 | 20 | 20 | 7 | 5 |  | 0.011 | 25 | 30 | 12 | 6.1 | 5 |  | 0.011 | 3 | <10 | Modeling analysis dated 12/12/2017. | 231029 | 71010 | 80506 | 240701 | 240802 | 8040103 | 34 | 8040103+34 | #VALUE!
21229 | Newark | White River | 1150 |  | 4F | Independence | 0.2 | 30 (BOD5) | 90 |  | 2 |  |  | Year-round | [6 empty] | 3 | >11000 | Modeling analysis dated 5/21/2020. | 100514 | 200527 | 200715 | 100630 | 100803 | 11010004 | 1 | 11010004+1 | #VALUE!
37044 | Newport | Village Creek | 1.6 |  | 4C | Jackson | 1.6 | 10 | 15 | 3 | 6 |  | 0.016 | 10 | 15 | 8.43 (Nov) 12 (Dec-Mar) | 12 | 5 |  | 0.016 | 5 | 280 | Modeling analysis dated 9/12/2016. | 220731 | 220405 | 220418 | 230206 | 230310 | 11010013 | 6 | 11010013+6 | Yes
45225 | Newport-Airport Ind. Park | Un. Trib./Locust Creek | 0 |  | 4C | Jackson | 0.5 | 20 | 20 | 8 | 5 | Report | Report | 20 | 20 | 8 | 6.2 | 6 | Report | Report | 3 | 0.58 | Modeling analysis dated 1/18/2017. | 170406 | 220203 | 220223 | 170920 | 171102 | 11010013 | 6 | 11010013+6 | #VALUE!
42196 | Nimmons | Un. Trib./Hampton Bayou | 0 |  | 5A | Clay | 0.015 | 15 | 20 | 9 | 3 |  |  | 20 | 20 | 14.7 | 5.2 | 2 |  |  | 3 | 0.09 | Modeling analysis dated 4/4/2019. | 190626 | 81209 | 90102 | 200325 | 200416 | 8020203 | 915 | 8020203+915 | #VALUE!
2437 | USFWS - Norfork National Fish Hatchery | Dry Run Creek | 0 |  | 4F | Baxter | 36.01 | 20 | 20 | 3 | 6 |  |  | 20 | 20 | 3 | 3 | 6 |  |  | 3 | <10 | Limits based on modeling referenced in TMDL dated 5/1/2009 for North Fork River below Norfork Dam. | 221002 | 220602 | 220629 | 240701 | 240802 | 11010006 | 2 | 11010006+2 | Yes | DO: 6.0 (Inst. Min ) year round
43036 | Norfork | Town Creek/White River | 0 |  | 4F | Baxter | 0.05 | 15 | 20 | 5 | 2 |  |  | 15 | 20 | 10 | 3.9 | 6 |  |  | 3 | <10 | Modeling analysis dated 10/10/2018. | 90318 | 90309 | 140616 | 91231 | 140616 | 11010004 | 8 | 11010004+8 | #VALUE!
43125 | Norman | Caddo River | 8.17 |  | 2F | Montgomery | 0.1 | 10 | 15 | 5 | 2 |  |  | 10 | 15 | 10 | 10 | 2 |  |  | 3 | 74.1 | Modeling analysis dated 2/3/2020. | 90917 | 90902 | 100305 | 91231 | 140616 | 8040102 | 721 | 8040102+721 | #VALUE!
35653 | Norphlet (Outfall 001) | Un. Trib./Flat Creek | 0 |  | 2D | Union | 0.18 | 20 | 30 | 2.43 (TMDL-based) | 3 |  | 0.011 | 20 | 30 | 17 | 6.1 | 2 |  | 0.011 | 3 | <10 | Modeling analysis dated 8/24/2017. | 230813 | 230213 | 240215 | 240701 | 240802 | 8040201 | 606 | 8040201+606 | Yes | Chloride: 70 mg/L and 105 lb/day Sulfate: 45 mg/L and 68 lb/day TDS: 500 mg/L and 751 lb/day NH3-N: 3.65 lb/day (May-October) NH3-N: 27.01 lb/day (November-April)* *Permit contains more stringent NH3-N mass for Nov-Apr (25.5 lb/day for Nov-Mar, and 9.2 lb/day for April, based on modeling and toxicity standards.
AR0035653 | Norphlet (Outfall 002) | Smackover Creek | 0.34 |  | 2D | Union | 0.18 | 25 | 30 | 10.3 | 2 |  | 0.02 | 30 (BOD5) Nov-Mar 25 (CBOD5) April | 30 |  | 11.1 | 2 |  | 0.02 | 3 | 458 | Modeling analysis dated 12/6/2017. Includes Martin Operating (AR0000591), City of Norphlet (AR0035653) and City of Smackover (AR0021440). | 230813 | 230213 | 240215 | 240701 | 190308 | 8040201 | 6 | 8040201+6 | #N/A
33812 | North Crossett Utilities | Un. Trib./L. Brushy Creek | 0 |  | 2D | Ashley | 0.45 | 15 | 20 | 6 | 2 |  |  | 15 | 20 | 11 | 6.1 | 6 |  |  | 3 | 0.35 | Modeling analysis dated 10/11/2019. | 200916 | 200427 | 200506 | 210830 | 210928 | 8040202 | 3 | 8040202+3 | #VALUE!
AR0053074 (terminated) | NuStar Pipeline #1 | Un. Trib./Big Creek | 0 |  | 4E | Independence | Variable |  |  | 5.6 (daily max) |  |  | 0.011 (Inst. Max) |  |  | 16.7 (daily max) | 5.6 (daily max) |  |  | 0.011 (Inst. Max.) |  | 0.36 | WQMP Summary dated 4/12/2019. This permit is for hydrostatic testing of ammonia pipeline. Permit terminated in 2021. Limits shown for reference purposes only. | 190822 |  |  | 210830 | 210928 | 11010014 | 813 | 11010014+813 | #N/A
AR0053082 (terminated) | NuStar Pipeline #2 | Yellow Branch | 0 |  | 4F | Independence | Variable |  |  | 5.3 (daily max) |  |  | 0.011 (Inst. Max) |  |  | 15.8 (daily max) | 5.3 (daily max) |  |  | 0.011 (Inst. Max) |  | 0.05 | WQMP Summary dated 6/19/2019. This permit is for hydrostatic testing of ammonia pipeline. Permit terminated in 2021. Limits shown for reference purposes only. | 190822 |  |  | 210830 | 210928 | 11010004 | 12 | 11010004+12 | #N/A
AR0053091 (terminated) | NuStar Pipeline #3 | Un. Trib./Barren Fork | 0 |  | 4F | Izard | Variable |  |  | 3.9 (daily max) |  |  | 0.011 (Inst. Max) |  |  | 10.3 (daily max) | 3.9 (daily max) |  |  | 0.011 (Inst. Max) |  | 0.04 | WQMP Summary dated 6/19/2019. This permit is for hydrostatic testing of ammonia pipeline. Permit terminated in 2021. Limits shown for reference purposes only. | 190821 |  |  | 210830 | 210928 | 11010004 | 3 | 11010004+3 | #N/A
AR0053104 (terminated) | NuStar Pipeline #4 | Un. Trib./Piney Fork | 0 |  | 4G | Izard | Variable |  |  | 3.9 (daily max) |  |  | 0.011 (Inst. Max) |  |  | 10.3 (daily max) | 3.9 (daily max) |  |  | 0.011 (Inst. Max) |  | 0.05 | WQMP Summary dated 6/19/2019. This permit is for hydrostatic testing of ammonia pipeline. Permit terminated in 2021. Limits shown for reference purposes only. | 190821 |  |  | 210830 | 210928 | 11010012 | 12 | 11010012+12 | #N/A
AR0053180 (terminated) | NuStar Pipeline #5 | Un. Trib/Strawberry River | 0 |  | 4G | Izard | Variable |  |  | 3.9 (daily max) |  |  | 0.011 (Inst. Max) |  |  | 10.3 (daily max) | 3.9 (daily max) |  |  | 0.011 (Inst. Max) |  | 0.12 | WQMP Summary dated 4/21/2020. This permit is for hydrostatic testing of ammonia pipeline. Permit terminated in 2021. Limits shown for reference purposes only. | 200902 |  |  | 210830 | 210928 | 11010102 | 9 | 11010102+9 | #N/A
48194 | Jessieville Public School District / Fountain Lake Public School District | Un. Trib./Coleman Creek | 0 |  | 2C | Garland | 0.01 | 10 | 15 | 5 | 2 |  | 0.011 | 15 | 20 | 10 | 5.2 | 2 |  | 0.011 | 3 | 0.05 | Modeling analysis dated 1/20/2017. | 220626 | 200122 | 200219 | 230206 | 230310 | 8040203 | 19 | 8040203+19 | #VALUE!
20320 | North Little Rock - Five Mile Creek | Arkansas River | 819 | 1440 | 3C | Pulaski | 6.6 | 25 | 90 |  | 2 |  | 0.79 (Inst. Max) | Year-round | [6 empty] | 3 | 158106 | Modeling analysis dated 7/15/2016. | 191005 | 190703 | 190719 | 200325 | 200416 | 11110207 | 11 | 11110207+11 | #VALUE!
20303 | North Little Rock-Faulkner Lake | Arkansas River | 819 | 1440 | 3C | Pulaski | 12 | 30 (BOD5) | 30 |  | 2 |  | 1.1 (Inst. Max). | Year-round | [6 empty] | 3 | ~158,106 | Segmented MultiSMP Model dated 7/15/2016. | 131209 | 160720 | 160811 | 151013 | 160413 | 11110207 | 11 | 11110207+11 | #VALUE!
38288 | North Little Rock-White Oak Bayou | Arkansas River | 819 | 1440 | 3C | Pulaski | 8.5 | 25 | 45 |  | 2 | Report | 1.1 (Inst. Max). | Year-round | [6 empty] | 3 | 158030 | Segmented MultiSMP Model dated 7/15/2016. | 230604 | 210524 | 210623 | 240701 | 240802 | 11110207 | 11 | 11110207+11 | #VALUE!
42188 | Northern Mobile Home Park | Un. Trib./Big Cr. Ditch | 0 |  | 4B | Craighead | 0.012 | 10 | 15 | 5 | 5 |  |  | 10 | 15 | 10 | 5.2 | 5 |  |  | 4 | <10 | Modeling analysis dated 9/11/2018. | 80915 | 80910 |  | 190205 | 190308 | 8020302 | 9 | 8020302+9 | #VALUE!
45977 | Nucor Steel - Hickman Mill (Outfall 002) | Un. Trib./Ditch 38 | 0 |  | 5C | Mississippi | 0.03 | 15 | 20 | 5 | 2 |  |  | 20 | 20 | 10 | 5.2 | 2 |  |  | 3 | <10 | Modeling analysis dated 5/4/2007 also includes Maverick Tube (AR0046523) and end results of model for Precoat Metals (AR0050776). | 110308 | 100804 | 100813 | 140113 | 140327 | 8020204 | 3 | 8020204+3 | #VALUE!
43117 | Nucor Yamato Steel (Outfall 003) | Mississippi River | 119000 |  | 6C | Mississippi | 0.25 | 30 (BOD5) | 90 |  |  |  |  | Year-round | [6 empty] | 3 | >100 | Modeling analysis dated 2/14/2014 | 140105 | 140214 | 140214 | 151013 | 160413 | 8010100 | 17 | 8010100+17 | #VALUE!
AR0048631 (terminated) | NW AR Regional SWMD d/b/a NABORS Landfill Leachate Treatment Plant | Un. trib./Hutch Creek | 0 |  | 4F | Baxter | 0.0091 | 15 | 20 | 5 | 2 |  |  | 15 | 20 | 10 | 3.9 | 2 |  |  | 3 | <10 | Permit terminated in 2011. Removed from WQMP. Limits shown for reference purposes only. | 80812 | 80702 | 80711 | 190205 | 190308 | 11010006 | 879 | 11010006+879 | #VALUE!
45837 | Oak Grove Heights | Un.trib./Locust Creek | 0 |  | 5A | Greene | 0.3 | 20 | 20 | 5 | 3 |  |  | 20 | 20 | 12 | 5.2 | 4 |  |  | 3 | 0.3 | Modeling analysis dated 6/18/2018. | 181007 | 180912 | 181025 | 190205 | 190308 | 8020203 | 18 | 8020203+18 | #VALUE!
44750 | PCSSD - Oak Grove High School | Un. Trib./Newton Creek | 0 |  | 3C | Pulaski | 0.03 | 20 | 20 | 4 | 4 |  |  | 20 (BOD5) | 20 |  |  | 2 |  |  | 3 | <10 | Modeling analysis dated 11/10/2020. | 110215 | 101025 | 110121 | 140113 | 140327 | 11110207 | 1218 | 11110207+1218 | #VALUE!
47813 | Oak Manor Water and Wastewater Public Facility Board | Jay Dison Spring Branch/Dry Creek/Little Cornie Bayou | 0 |  | 2E | Union | 0.15 | 20 | 30 | 4 | 3 |  |  | 20 | 30 | 10 | 6.1 | 5 |  |  | 3 | <10 | Modeling analysis dated 8/12/2020. | 210725 | 210830 | 210927 | 230206 | Approval Pending | 8040206 | 716 | 8040206+716 | #N/A
50792 | Oak Hill Utility Operating Company, LLC - Oak Tree Subdivision WWTP | Bentley Creek | 0 |  | 3F | Faulkner | 0.03 | 15 | 20 | 5 | 4 |  | 0.011 | 15 | 20 | 10 | 5.6 | 4 |  | 0.011 | 3 | 3 | Modeling analysis dated 4/20/2017. End results from this model used in segmented model 50253_X. | 130131 | 70904 | 80506 | 230206 | 230310 | 11110203 | 5 | 11110203+5 | #VALUE!
45560 | Oasis Renewal Center | Brodie Creek | 0 |  | 3C | Pulaski | 0.0016 | 20 | 20 | 5 | 3 |  |  | 20 | 20 | 12 | 5.2 | 2 |  |  | 3 | <10 | Modeling analysis dated 10/19/2018. | 121207 | 910103 | 910612 | 140113 | 140327 | 11110207 | 824 | 11110207+824 | #VALUE!
45829 | O'brien's Pizza Pub | Un.trib./Glazypeau Creek | 0 |  | 2F | Garland | 0.002 | 15 | 20 | 5 | 3 |  |  | 20 | 20 | 12 | 5.2 | 2 |  |  | 3 | 0.23 | Modeling analysis dated 1/20/2022 segmented with AR0050733 (WalMart Store #5433). | 120620 | 910401 |  | 140113 | 140327 | 8040101 | 9 | 8040101+9 | #VALUE!
47597 | Oil Trough | White River | 1150 |  | 4F | Independence | 0.035 | 30 (BOD5)* | 90 |  | 2 |  |  | Year-round | [6 empty] | 3 | 11240 | *Technology-based effluent limit for BOD5 meets water quality based on the modeling analysis dated 3/15/1994. | 100714 | 100520 | 100630 | 101015 | 101209 | 11010004 | 1 | 11010004+1 | #VALUE!
51594 | Oilfield Compliance Solutions, LLC (Outfall 002) | White Oak Creek | 0 |  | 4D | White | 0.726 | 10 | 15 | 5.2 | 4 |  |  | 10 | 15 | 8 | 5.2 | 6 |  |  |  | <10 | New in 2011. Permit terminated in 2013. Removed from WQMP in 2014 Gov Cert. | 101009 | 100804 | 100813 |  |  | 8020301 | 650 | 8020301+650 | #VALUE!
AR0053309 (terminated) | OK Beef, Inc. | Un. Trib./Hickory Creek | 0 |  | 2G | Pike | 0.0051 | 15 (BOD5) | 30 | 5 | 3 | 5 | 1.0 (PAA) | 25 (BOD5) | 30 | 10 | 6.1 | 5 | 5 | 1.0 (PAA) | 3 | 0.11 | NO3+NO2-N year-round limit of 10 mg/l. Modeling analysis dated 4/29/2021. Permit terminated in 2025. Limits shown for reference purposes. | 220220 |  |  | 230206 | Approval Pending | 8040103 | 13 | 8040103+13 | #N/A | NO2+NO3: 10 mg/l year-round (not TMDL based)
48551 | Okolona | Un.trib / Antoine River | 0 |  | 2G | Clark | 0.035 | 15 | 20 | 6 | 2 |  |  | 20 | 20 | 12 | 6.1 | 2 |  |  | 3 | <10 | Modeling analysis dated 5/1/2019. | 90408 | 90309 |  | 151013 | 160413 | 8040103 | 9 | 8040103+9 | #VALUE!
35688 | Ola | Keeland Creek | 0 |  | 3G | Yell | 0.18 | 15 | 20 | 4.7 | 4 |  |  | 20 | 20 | 12 | 5.6 | 2 |  |  | 3 | 9 | Modeling analysis dated 5/11/2021. | 210808 | 210726 | 210816 | 230206 | 230310 | 11110204 | 1 | 11110204+1 | #VALUE!
AR0044211 (terminated) | Olivetan Benedictine Sisters, Inc. dba Holy Angels Convent | Un trib/Lost Creek Ditch | 0 |  | 4B | Craighead | 0.011 | 20 | 30 | 5 | 3 |  | 0.011 | 30 (BOD5) | 30 |  |  | 4 |  | 0.011 | 3 | <10 | Modeling analysis dated 11/20/2020. Permit terminated in October 2021. Limits shown for reference purposes only. | 210207 | 91119 | 100212 | 210830 | 210928 | 8020302 | 909 | 8020302+909 | #VALUE!
47643 | Oppelo, Outfall 001 | Un. trib./Rocky Cypress Creek | 0 |  | 3F | Conway | 0.1 | 15 | 20 | 5 | 3 |  |  | 20 | 20 | 10 | 5.6 | 2 |  |  | 3 | 0.28 | Modeling analysis dated 7/15/2021. | 940515 | 940512 | 940523 | 140113 | 140327 | 11110203 | 10 | 11110203+10 | #VALUE!
AR0047643 | Oppelo, Outfall 002 | Arkansas River | 743 | 1210 | 3F | Conway | 0.1 | 30 (BOD5) | 30 |  | 2 |  |  | Year-round | [6 empty] | 3 | 153670 | Modeling analysis dated 9/27/2016 "SEG3F_X" includes Tyson, Dardanelle, Atkins-N, Oppelo. | 111116 | 161007 | 161021 | 140113 | 140327 | 11110203 | 10 | 11110203+10 | #VALUE!
21580 | Osceola | Mississippi River | 119000 |  | 6C | Mississippi | 3.25 | 30 (BOD5) | 90 |  | 2 |  |  | Year-round | [6 empty] | 3 | >100,000 | Modeling analysis dated 1/4/2018. | 180531 | 180215 | 180413 | 190205 | 190308 | 8010100 | 10 | 8010100+10 | #VALUE!
AR0020109 (terminated) | USDA Forest Service Ouachita Civ. Cons. Center | Ouachita River | 20 |  | 2F | Garland | 0.024 | 10 | 15 | 5 | 5 | 2.47 |  | 10 | 15 | 10 | 10 | 5 | 2.47 |  | 4 |  | Permit terminated in 2017. Limits shown for reference purposes only. | 80815 | 80910 |  | 190205 | 190308 | 8040101 | 9 | 8040101+9 | #VALUE!
48844 | Ozarks RV Resort Owners Association, Inc. | Table Rock Lake | 0 |  | 4K | Carroll | 0.009 | 10 | 15 | 3.9 | 5 | 1 |  | 10 | 15 | 10 | 3.9 | 5 | 1 |  | 4 | >1000 | WQMP Summary dated 12/11/2019. | 140708 | 80501 | Default | 151013 | 160413 | 11010001 | 4010 | 11010001+4010 | #VALUE!
49042 | Owen Creek, LLC | Owen Creek | 0 |  | 3C | Saline | 0.026 | 15 | 20 | 5 | 3 |  |  | 15 | 20 | 12 | 6.1 | [5 empty] | Model segmented withAR0046051, see "46051s_x.SMP" | 100820 | 100917 | 100924 | 140113 | 140327 | 11110207 | 331 | 11110207+331 | #VALUE!
49701 | Oxford | Sandy Creek | 0 |  | 4G | Izard | 0.093 | 15 | 20 | 5 | 3 | report |  | 15 | 20 | 10 | 3.9 | 2 | report |  | 3 | <10 | Modeling analysis dated 11/5/2019. | 190818 | 191001 | 191028 | 210830 | 210928 | 11010012 | 11 | 11010012+11 | #N/A | FCB: 1000 col/100 ml (year-round)
50458 | Refugio Reyes dba El Acapulco Restaurant | Un. Trib./Glazypeau Creek | 0 |  | 2F | Garland | 0.002 | 15 | 20 | 5 | 3 |  |  | 20 | 20 | 12 | 5.2 | 2 |  |  | 3 | <10 | Modeling analysis dated 9/23/2016. | 161025 | 101202 |  | 170920 | 171102 | 8040101 | 1574 | 8040101+1574 | #VALUE!
21563 | Ozark | Arkansas River | 878 |  | 3H | Franklin | 0.95 | 30 (BOD5) | 30 |  | 2 |  |  | Year-round | [6 empty] | 3 | >1000 | Model dated 8/31/2009. Model includes Butterball - Ozark, City of Altus, City of Ozark, City of Coal Hill, and Tyson-River Valley. | 80815 | 131030 | 131113 | 140113 | 140616 | 11110201 | 4080 | 11110201+4080 | #VALUE!
39365 | Palestine | L'Anguille River | 2.21 |  | 5B | St. Francis | 0.15 | 30 (BOD5) | 90 |  | 3 |  |  | 30 (BOD5) | 90 |  |  | 2 |  |  | 3 | 788 | Model dated 8/21/2018 uses end results of model for Forrest City (AR0020087) | 130620 | 181030 | 181129 | 140113 | 140327 | 8020205 | 2 | 8020205+2 | Yes
39233 | Pangburn | Little Red River | 47.6 |  | 4E | White | 0.2 | 30 (BOD5) | 30 |  | 2 |  |  | Year-round | [6 empty] | 3 | 1200 | Modeling analysis dated 8/6/2020 includes Greers Ferry National Fish Hatchery, Heber Springs, and Pangburn. | 160624 | 130614 | 130708 | 170920 | 171102 | 11010014 | 14 | 11010014+14 | Yes | FCB: 3030 million col/day (May-Sep) FCB: 15100 million col/day (Oct-Apr)
AR0053210 | Pulaski County Property Owners Multipurpose Improvement District No. 2021-2 Paradise Valley Subdivision WWTP | Un. Trib/Mill Bayou | 0 |  | 3C | Pulaski | 0.05 | 15 | 20 | 5 | 3 |  | 0.011 | 20 | 20 | 10 | 5.6 | 2 |  | 0.011 | 3 | 1.38 | Modeling analysis dated 3/9/2021. | 221113 |  |  | 240701 |  | 11110207 | 13 | 11110207+13 | #N/A
33766 | Paragould | Un.trib/Eight Mile Creek | 0 |  | 5A | Greene | 6 | 10 | 15 | 2.1 | 3 | report |  | 10 | 15 | 4 | 2.1 | 6 | report |  | 3 | 1.29 | Modeling analysis dated 6/4/2009 | 91219 | 90626 | 91029 | 100630 | 100803 | 8020203 | 19 | 8020203+19 | #VALUE!
21857 | Paris | Short Mountain Creek | 0 |  | 3H | Logan | 0.718 | 10 | 15 | 5 | 3 |  | 1.0 (PAA) | 10 | 15 | 8.5 | 5.6 | 6 |  | 1.0 (PAA) | 3 | 53 | Modeling analysis dated 12/29/2020. | 230507 | 220906 | 221013 | 240701 | 240802 | 11110202 | 43 | 11110202+43 | #VALUE!
50997 | Parkdale | Bayou Bartholomew | 5.49 |  | 2B | Ashley | 0.05 | 30 (BOD5) | 90 |  | 2 |  |  | Year-round | [6 empty] | 3 | 1100 | Segmented model dated 1/10/2013 includes Parkdale, Portland, and Wilmot. See "50997.SMP". | 131207 | 150429 | 150508 | 151013 | 160413 | 8040205 | 1 | 8040205+1 | Yes | Chloride: 22.1 lb/day Sulfate: 17.1 lb/day TDS: 135.2 lb/day
33588 | Parkin | St. Francis River | 98.7 |  | 5A | Cross | 0.5 | 30 (BOD5) | 90 |  | 2 |  |  | Year-round | [6 empty] | 3 | 6000 | Modeling analysis dated 11/17/2010. | 110805 | 101202 |  | 140113 | 140327 | 8020203 | 9 | 8020203+9 | #VALUE!
47431 | Church of God in Arkansas dba Pathway Campground | Un.trib./Brushy Creek | 0 |  | 2C | Saline | 0.033 | 20 | 30 | 4 | 3 |  |  | 20 | 30 | 10 | 6.1 | 2 |  |  | 3 | <10 | Modeling analysis dated 7/31/2018 includes Pathway Campground (AR0047431) and JJ's Truckstop (AR0042889). | 150617 | 100305 | 100407 | 151013 | 160413 | 8040203 | 24 | 8040203+24 | #VALUE!
39837 | Patterson | Cache River | 9.91 |  | 4B | Woodruff | 0.096 | 30 (BOD5) | 90 |  | 2 |  |  | Year-round | [6 empty] | 3 | 1037 | Modeling analysis dated 10/9/2019. Model includes McCrory (AR0044954). | 110721 | 191011 | 191031 | 140113 | 140327 | 8020302 | 18 | 8020302+18 | #VALUE!
42277 | Pawnee Village POA | Un. Trib./Trace Cr. | 0 | 0.5 | 2C | Saline | 0.004 | 10 | 15 | 6 | 2 |  |  | 10 | 15 | 10 | 6.1* | 2 |  |  | 4 | <10 | Limits lowered at 2007 renewal. | 870222 | 870109 | 870521 | 140113 | 140327 | 8040203 | 10 | 8040203+10 | #VALUE!
1678 | Pine Bluff Arsenal North STP (Outfall 010) | Arkansas River | 819 | 1440 | 3C | Jefferson | 1.44 | 30 (BOD5) | 90 |  | 2 |  |  | Year-round | [6 empty] | 3 | >100 | Modeling analysis dated 1/5/2019. | 140817 | 190227 | 190319 | 151013 | 160413 | 11110207 | 5 | 11110207+5 | #VALUE!
1678 | Pine Bluff Arsenal South/Central STP (Outfall 012) | Arkansas River |  |  |  |  | 2.304 | 439.5 lb/day (BOD5) |  |  | 2 |  |  | Year-round | [6 empty] | 3 | >100 | [6 empty] | 11110207 | 5 | 11110207+5
42927 | PCSSD-Auxillary Service Fac. | Fourche Bayou | 0 |  | 3C | Pulaski | 0.015 | 10 | 15 | 2 | 5 |  |  | 25 | 30 | 10 | 6.1 | 5 |  |  | 3 | <10 | MultiSMP Model dated 12/18/2007 | 130703 | 871118 | Default | 140113 | 140327 | 11110207 | 9 | 11110207+9 | #VALUE!
20672 | Pea Ridge | Otter Creek | 0 | 0.528 | 3J | Benton | 0.9 | 15 | 20 | 3.9 | 4 | 1 |  | 15 | 20 | 5 | 4.9 | 6 | 1 |  | 3 | 6.3 | Modeling analysis dated 9/5/2018. | 181219 | 180912 | 181025 | 190205 | 190308 | 11070208 | 370 | 11070208+370 | Yes | TP: 1.0 mg/L and 7.5 lb/day TN: 17.0 mg/L and 127.6 lb/day
AR0052451 | Peco Foods, Inc. | Black River | 1280 |  | 4G | Randolph | 1.66 | 16 (BOD5)* | 20* | 4* | 2 | Report |  | Year-round | [6 empty] | 3 | 4845 | *This technology-based effluent limits for BOD5, TSS, NH3-N, and DO meets water quality based on updated modeling analysis dated 2/1/2019. Model includes Pocahontas (AR0034835) and Peco Foods (AR0052451). | 150312 | 210524 | 210623 | 170920 | 171102 | 11010009 | 5 | 11010009+5 | #N/A
47180 | Perrytown | Pate Creek | 0.012 | 1.06 | 2G | Hempstead | 0.072 | Eff.Storage May-Oct | [5 empty] | 25 | 90 | 12 | 12 | 5 |  |  | 3 | 17 | Model dated 8/1/2024 named 38458S_C and 38458S_P includes City of Hope-Pate Creek WWTP (AR0038458) and City of Perrytown (AR0047180). | 191225 | 90309 | 100526 | 200325 | 200416 | 8040103 | 33 | 8040103+33 | #VALUE!
20125 | Perryville | Fourche LaFave River | 0.28 | 0.64 | 3E | Perry | 0.15 | 15 | 15 | 5 | 5 |  | 0.02 | 30 (BOD5) | 30 |  |  | 5 |  | 0.02 | 3 | 1030 | Modeling analysis dated 6/26/2018. | 240818 | 240415 | 240424 | 140113 | 140327 | 11110206 | 1 | 11110206+1 | #VALUE! |  | TRC limit added.
52884 | MHJH Properties, LLC - Jackson Point Subdivision | Un.Ditch/Blue Branch/Bayou Two Prairie | 0 |  | 3B | Pulaski | 0.005 | 10 | 15 | 5 | 2 |  | 0.011 | 15 | 20 | 10 | 5.6 | 2 |  | 0.011 | 3 | <10 | Modeling analysis dated 12/21/2017 | 240324 | 51107 | 60323 | 240701 | 240802 | 8020402 | 306 | 8020402+306 | #VALUE!
33472 | Piggott | Big Slough Ditch | 0 | 0.2 | 5A | Clay | 0.58 | 10 | 15 | 5.2 | 5 |  |  | 10 | 15 | 12 | 6 | 5 |  |  | 3 | 15.4 | Modeling analysis dated 12/5/2019. | 91021 | 191218 | 191227 | 91231 | 140616 | 8020203 | 915 | 8020203+915 | #VALUE!
33316 | Pine Bluff-Boyd Point | Arkansas River | 819 | 1440 | 3C | Jefferson | 30 mgd (max) @ Qs ≥ 5000 cfs. 14 mgd (max) @ Qs < 5000 cfs | 25 | 90 | 13.3 | 2 | Report |  | 30* | 90 |  |  | 2 | Report |  | 5 | 158000 | Modeling analysis dated 1/5/2019. | 210425 | 210128 | 210218 | 210830 | 210928 | 11110207 | 5 | 11110207+5 | #VALUE!
52647 | C & K Property Investments LLC- Country View | Un.trib./Godfrey Creek | 0 |  | 2B | Drew | 0.0075 | 20 | 20 | 5 | 3 |  | 0.011 | 20 | 20 | 12 | 6.1 | 2 |  | 0.011 | 3 | <10 | Modeling analysis dated 11/17/2022. | 250119 | 90731 | 91029 | 200325 | 200416 | 8040205 | 9 | 8040205+9 | #VALUE! |  | TRC limit added.
AR0052965 | Alpine Silica, LLC - River Ridge Ranch | Un. Trib / Red River | 52,111 cfs minimum before discharge allowed. |  | 1B | Miller | variable |  | 3,976.1 lb/day | [5 empty] | 3,976.1 lb/day | [7 empty] | WQMP Summary dated 12/18/2018. | 190515 | 181220 | 190222 | 200325 | 200416 | 11140201 | 3 | 11140201+3 | Yes | TSS: 3,976.1 lb/day Upstream Flow: ≥ 52,111 cfs.
39144 | Pinewood SID # 1 | Un.trib./Nevins Creek | 0 |  | 2B | Jefferson | 0.05 | 20 | 20 | 5 | 3 |  |  | 20 | 20 | 12 | 6.1 | 3 |  |  | 3 | <10 | Model dated 5/9/2023 includes Suburbia SID (AR0041602). | 230820 | 140113 | 140327 | 240701 | 240802 | 8040205 | 6 | 8040205+6 | #VALUE!
49344 | Tri County Regional Water Distribution District - Plainview WWTP | Sally Spring Branch//Browns Creek/Nimrod Lake | 0 |  | 3E | Yell | 0.078 | 10 | 15 | 5 | 5 | 1 |  | 10 | 15 | 10 | 5.6 | 5 | 1 |  | 4 | 0.5 | Modeling analysis dated 4/25/2017. | 120328 | 61122 | 70517 | 140113 | 140327 | 11110206 | 4050 | 11110206+4050 | #VALUE!
41424 | Pleasant Oaks SID # 31 | Un Trib / Otter Creek | 0 |  | 3C | Saline | 0.02 | 10 | 15 | 5 | 2 |  | 0.011 | 10 | 15 | 5 | 5 | 5 |  | 0.011 | 4 | <10 | Segmented model with Shannon Hills (AR0050636) dated 6/20/2020. | 201122 | 90731 | 91029 | 210830 | 210928 | 11110207 | 24 | 11110207+24 | #VALUE!
AR0053121 | Pleasant Plains | Un. Trib/Tenmile Creek | 0 |  | 4E | Independence | 0.1 | 15 | 20 | 6 | 3 |  |  | 20 | 20 | 12 | 5.6 | 5 |  |  | 3 | 2.15 | Modeling analysis dated 10/2/2019. | 201023 |  |  | 210830 | 210928 | 11010014 | 9 | 11010014+9 | Yes | FCB: 200 col/100ml (May-Sep) FCB: 1000 col/100ml (Oct-Apr)
46396 | Pleasant View Estates Property Owners Improvement District Number One of Pope County | Un.Trib/Lake Dardanelle | 0 |  | 3H | Pope | 0.15 | 10 | 15 | 5 | 2 | m | 0.011 | 10 | 15 | 10 | 5.6 | 5 | m | 0.011 | 4 | <10 | Modeling analysis dated 12/5/2022. | 231105 | 221214 | 230105 | 240701 | 240802 | 11110202 | 3 | 11110202+3 | #VALUE!
34835 | Pocahontas | Black River | 1280 |  | 4G | Randolph | 0.685 | 30 (BOD5) | 90 |  | 2 |  |  | 30 (BOD5) | 90 |  |  | 2 |  |  | 3 | 4845 | *This technology-based effluent limits for BOD5, TSS, NH3-N, and DO meets water quality based on updated modeling analysis dated 2/1/2019. Model includes Pocahontas (AR0034835) and Peco Foods (AR0052451). | 90212 | 190227 | 190319 | 91231 | 140616 | 11010009 | 5 | 11010009+5 | #VALUE!
45489 | Pollard | Horse Creek | 0 |  | 4B | Clay | 0.03 | 20 | 20 | 5 | 3 |  |  | 20 | 20 | 12 | 5.2 | 2 |  |  | 3 | 3 | Modeling analysis dated 7/5/2023. | 120808 | 900816 | 910612 | 140113 | 140327 | 8020302 | 39 | 8020302+39 | #VALUE!
50423 | Maple Ridge Village | Un.trib/Copperas Ck/St. Francis | 0 |  | 5B | Cross | 0.011 | 15 | 20 | 5 | 5 |  | 0.011 | 20 | 20 | 10 | 5.2 | 5 |  | 0.011 | 3 | 2 | Modeling analysis dated 4/3/2017. | 221106 | NA | NA | 240701 | 240802 | 8020203 | 21 | 8020203+21 | #VALUE!
40355 | Portia | Black River | 2060 |  | 4G | Lawrence | 0.09 | 30* (BOD5) | 30* |  | 2 |  | 0.3 | Year-round | [5 empty] | 0.3 | 3 | 4920 | *This tech-based limit for BOD5 meets water quality based on modeling analysis dated 7/11/1990. | 201209 | 100426 | 100519 | 210830 | 210928 | 11010009 | 5 | 11010009+5 | #VALUE!
34371 | Portland (old plant) | Bayou Bartholomew | 5.49 |  | 2B | Ashley | 0.1 | 30 (BOD5) | 30 |  | 2 |  |  | Year-round | [6 empty] | 3 | 1100 | Segmented model dated 1/10/2013 includes Parkdale, Portland, and Wilmot. See "50997.SMP". TMDL for minerals established 3/31/2008. | 131207 | 80605 | Default | 151013 | 160413 | 8040205 | 1 | 8040205+1 | Yes | Chloride: 44.2 lb/day Sulfate: 34.2 lb/day TDS: 270.4 lb/day
AR0052876 | Portland (new plant) | Bayou Bartholomew | 10.87 |  | 2B | Ashley | 0.05 | 30 (BOD5) | 90 |  | 2 |  |  | Year-round | [6 empty] | 3 | 1140 | Modeling analysis dated 7/2/2019. New plant with one-half design flow of original plant. Portion of WLA from mineral TMDL allocated to original facility was reassigned to this new facility. | 191002 | 150429 | 150508 | 200325 | 200416 | 8040205 | 1 | 8040205+1 | Yes | Chloride: 22.1 lb/day Sulfate: 17.1 lb/day TDS: 135.2 lb/day
AR0048640 | PotlatchDeltic - Ola Mill | Keeland Creek | 0 |  | 3G | Yell | Variable | 30 (BOD5) | 90 |  | 2 |  |  | Year-round | [6 empty] | 3 | 8 | Modeling analysis dated 2/15/2019 uses outfall:upstream flow ratio derived from a 2019 hydrological study. | 190807 | 190227 | 190319 | 200325 | 200416 | 11110204 | 902 | 11110204+902 | #N/A
914 | Potlatch Land and Lumber, LLC – Warren Lumber (Outfalls 001 & 002) | Un. Trib./Franklin Creek | 0 |  | 2C | Bradley | Variable | 20 (BOD5) | 33 |  | 2 |  |  | 20 (BOD5) | 33 |  |  | 5 |  |  | 3 | 1 | Modeling analysis dated 6/15/2015. | 100414 | 100305 | 100315 | 100630 | 100803 | 8040204 | 902 | 8040204+902 | #VALUE!
48011 | Pottsville | Un.Trib/Galla Creek | 0 |  | 3F | Pope | 0.3 | 10 | 15 | 4 | 5 | m | 1.0 (PAA) | 15 | 20 | 12 | 5.6 | 5 | m | 1.0 (PAA) | 3 | 30 | Modeling analysis dated 1/24/2017. | 220515 | 220405 | 220418 | 230206 | 230310 | 11110203 | 29 | 11110203+29 | #VALUE!
48445 | Poyen | Un.trib./Big Creek | 0 |  | 2C | Grant | 0.055 | 20 | 20 | 4 | 2 |  |  | 20 | 20 | 12 | 6.1 | 2 |  |  | 3 | <10 | Modeling analysis dated 12/16/2019. | 90819 | 90731 | 91029 | 91231 | 140616 | 8040203 | 24 | 8040203+24 | #VALUE!
22098 | Prairie Grove (Outfall 001) (removed from WQMP) | Un. Trib./Muddy Fork | 0 |  | 3J | Washington | 0.5 | 10 | 15 | 5 | 6 | 1 |  | 10 | 15 | 10.3 | 3.9 | 5.2 | 1 |  | 3 | <10 | New treatment system built (Outfall 002). Outfall 001 removed from WQMP, but limits for outfall 001 shown for reference only. | 880423 | 880414 | 880920 | 151013 | 160413 | 11110103 | None | 11110103+None | #VALUE!
AR0022098 | Prairie Grove (Outfall 002) | Muddy Fork | 0.23 | 1.36 | 3J | Washington | 1.35 | 10 | 15 | 1.7 | 6 | 0.5 (6-month rolling avg) |  | 10 | 15 | 5.8 | 2.3 | 7 | 0.5 (6-month rolling avg) |  | 3 | 27.8 | Modeling analysis dated 1/5/2022. | 221002 | 220405 | 200715 | 240701 | 210928 | 11110103 | 27 | 11110103+27 | #VALUE! | NO2+NO3-N: 10 mg/l (Inst. Max - not TMDL based)
33481 | Prescott | Sewer Creek | 0 |  | 2G | Nevada | 0.85 | 10 | 15 | 5 | 3.0 (June-October) 5.0 (May) |  | 0.011 | 10 | 15 | 10 | 6.1 | 6 |  | 0.011 | 3 | <10 | Modeling analysis dated 7/13/2017. | 230521 | 230213 | 240215 | 240701 | 240802 | 8040103 | 31 | 8040103+31 | #VALUE!
50571 | Faulkner County Public Facility Board - dba Preston Community Wastewater Utility | Lake Conway | na |  | 3F | Faulkner | 0.154 | 10 | 15 | 5 | 5 | 1 |  | Year-round |  |  |  |  | 1 |  | 4 |  | WQMP Summary dated 2/9/2017. | 170406 | 170302 | 170411 | 170920 | 171102 | 11110203 | 4 | 11110203+4 | #VALUE!
44181 | Randy E. Moody dba Wheel Acres (Removed from WQMP) | Un. Trib./Ditch 36 | 0 |  | 5C | Mississippi | 0.0045 | 20 | 20 | 4 | 3 |  |  | 20 | 20 | 12 | 5.2 | 3 |  |  | 3 | <10 | Modeling analysis dated 1/31/1989. Removed from WQMP in December 2020. Limits shown for reference purposes only. | 101110 | 100927 | 101008 | 210830 | 210928 | 8020204 | 3 | 8020204+3 | #VALUE!
AR0048054 | Quad Hardwood Products | Un. Trib./Beech Creek | 0 |  | 1A | Columbia | Variable | [13 empty] | 2 | <10 |  | 130301 | 120912 | 120927 | 151013 | 160413 | 11140203 | 1160 | 11140203+1160 | Yes | Total Lead: 3.36 ug/L and 0.00561 lb/day
40321 | Quitman | Mill Creek | 0 |  | 3D | Cleburne | 0.15 | 20 | 20 | 4 | 5 |  |  | 20 | 20 | 13 | 5.6 | 4 |  |  | 3 | 2.48 | Modeling analysis dated 4/12/2016 | 170809 | 170707 | 170816 | 190205 | 190308 | 11110205 | 14 | 11110205+14 | #VALUE!
41254 | Ravenden | Un trib/Spring River | 0 |  | 4H | Lawrence | 0.075 | 10 | 15 | 10 | 6 |  |  | 10 | 15 | 10 | 3.9 | 6 |  |  | 4 | <10 | Modeling analysis dated 10/9/2019. | 91216 | 90902 | 100305 | 100630 | 100803 | 11010010 | 1513 | 11010010+1513 | #VALUE!
48712 | Ravenden Springs | Un.trib./John's Creek | 0 |  | 4H | Randolph | 0.036 | 20 | 20 | 5 | 2 |  |  | 20 | 20 | 10.3 | 3.9 | 2 |  |  | 3 | <10 | Modeling analysis dated 5/24/2019. | 90716 | 90626 | 91029 | 91231 | 140616 | 11010010 | 2 | 11010010+2 | #VALUE!
21911 | Rector | Un. Trib./Post Oak Creek | 0 |  | 5A | Clay | 0.5 | 15 | 20 | 5 | 3 |  | 0.011 | 15 | 20 | 12 | 5.2 | 5 |  | 0.011 | 3 | <10 | Modeling analysis dated 5/24/2022. | 220918 | 220602 | 220629 | 240701 | 240802 | 8020203 | 915 | 8020203+915 | #VALUE!
39357 | Redfield | Arkansas River | 819 | 1440 | 3C | Jefferson | 0.12 | 30 (BOD5) | 90 |  | 2.0 (Monthly Avg. Min.) |  |  | Year-round | [6 empty] | 3 | 158030 | Modeling analysis dated 5/26/1987. | 81219 | 870625 | 870811 | 91231 | 140616 | 11110207 | 6 | 11110207+6 | #VALUE!
1163 | Ammunition Operations, LLC (Outfall 005) (formerly Remington Arms) | Bayou Meto | 0 | 0.18 | 3B | Lonoke | HCR (2.27% of upstream flow) | 30 | 40 | 8 | 2 |  |  | 90 | 90 | 15 | 15 | 2 |  |  | 3 | 200 | Modeling analysis dated 7/1/2020 includes Hillside Bayou (AR0050687), Jacksonville (AR0041335), Ammunition Operations LLC (AR0001163) | 210721 | 200722 | 200820 | 230206 | Approval Pending | 8020402 | 7 | 8020402+7 | #VALUE!
AR0052591 | Resolute Glenwood LLC | Un. Trib./Caddo River | 6.09 |  |  |  | 1 | 20 | 35 | 5.5 | 3 |  |  | 30 (BOD5) | 35 |  |  | 6 |  |  | 3 | 0.94 | Hydrologic study dated 10/29/2020 and modeling analysis dated 12/14/2020. | 210527 | 210105 | 210121 | 210830 | 210928 | 8040102 | 19 | 8040102+19 | #N/A
50326 | Central Arkansas Utility Services dba Reunion | Un. Trib./Saline R./Ouachita R. | 0 |  | 2C | Saline | 0.1 | 15 | 20 | 5 | 4 |  |  | 15 | 20 | 10 |  | 2 |  |  | 3 | <10 | Permit terminated in 2012, removed from WQMP in 2014 Gov Cert. | 70106 | 100927 | 101008 | 140113 | 140327 |  |  | + | #VALUE!
22209 | Reyno | Murray Creek | 0 |  | 4G | Randolph | 0.08 | Eff.Storage May-Oct | [5 empty] | 25 | 90 | 10 | 5.2 | 6 |  |  | 3 | 11.7 | Modeling analysis dated 1/2/2020. | 91112 | 91028 | 100303 | 91231 | 140616 | 11010007 | 1 | 11010007+1 | #VALUE!
50512 | Reynolds Consumer Products, LLC - Hot Spring Continuous Rolling Mill | Stony Creek | 0 |  | 2F | Hot Spring | Variable (Modeled at 0.5 mgd) | 40 (BOD5) | 35 |  | 3.5 |  |  | 40 (BOD5) | 35 |  |  | 6.5 |  |  |  | <10 | Modeling analysis dated 6/13/2008. | 160923 | 80910 | 110422 | 170920 | 171102 | 8040101 | 4054 | 8040101+4054 | #VALUE!
AR0000582 | Reynolds Metals Company, LLC - Bauxite Operation | Holly Creek (outfall 009) | 0 |  | 2C | Saline | variable, HCR | [15 empty] | TMDL Limits are consistent with the 8/24/2011 TMDL. | 180728 | 170302 | 170411 | 190205 | 190308 | 8040203 | 10 | 8040203+10 | Yes | Outfall 009: TDS: 171.5 lb/day per cfs of Saline River (daily max)
|  | Hurricane Creek (outfall 028) | [26 empty] | 8040203 | 28 | 8040203+28 | Yes | Outfall 028: TDS: 1738 mg/L (monthly average)
AR0053163 | Richardson's Trailer Washout | Un. Trib./Maple Slough Ditch | 0 |  | 5A | Craighead | 0.0048 | 15 | 20 | 5.2 | 4 |  |  | 24 | 86 | 14.7 | 5.2 | 4 |  |  | 3 | 18.2 | Modeling analysis dated 4/21/2020. | 210117 |  |  | 210830 | 210928 | 8020203 | 22 | 8020203+22 | #N/A
AR0053538 | Right There Travel Centers - Jonesboro | Un. Trib./Steep Cut Creek | 0 |  | 4B | Craighead | 0.0045 | 15 | 20 | 5 | 3 |  |  | 15 | 20 | 10 | 5.2 | 3 |  |  | 3 | 4.9 | Modeling analysis dated 12/28/2023. | 241229 |  |  |  |  | 8020302 | 8 | 8020302+8 | #N/A |  | New facility added.
21695 | Rison | Un. Trib of Harrison Creek | 0 |  | 2C | Cleveland | 0.31 | 20 | 20 | 4 | 5 |  | 0.011 | 20 | 20 | 12 | 6.1 | 5 |  | 0.011 | 3 | <10 | Modeling analysis dated 12/18/2019. TMDL withdrawal for AU 08040204+006 approved on 10/28/2019. | 240512 | 240415 | 240424 | 91231 | 140616 | 8040204 | 6 | 8040204+6 | #VALUE! |  | TRC limit added.
50831 | Lonoke County Property Owners Multipurpose Improvement District No. 12 - Mound Lake WWTP | Plum Bayou | 0 |  | 3C | Lonoke | 0.0285 | 10 | 15 | 5 | 5 | report |  | 10 | 15 | 8 | 5.2 | 5 | report |  | 3 | 5 | Modeling analysis dated 9/18/2018. | 71214 | 71010 | 80506 | 140113 | 140327 | 11110207 | 4 | 11110207+4 | #VALUE!
AR0052663 | Rockport | Un. Trib./Francois Creek | 0 |  | 2C | Hot Spring | 0.0455 | 10 | 15 | 7 | 3 |  |  | 10 | 15 | 7 | 6.1 | 6 |  |  | 3 | 0.04 | Modeling analysis dated 12/14/2020. | 160723 |  |  | 170920 | 171102 | 8040203 | 24 | 8040203+24 | #N/A
43397 | Rogers | Osage Creek | 0.371 | 2.33 | 3J | Benton | 14 | 10 | 15 | 1.5 | 7.9 | 1 |  | 15 | 20 | 3 |  | 10 | 1 |  | 1 | 32.8 |  | 51230 | 51229 | 60323 | 140113 | 140327 | 11110103 | 930 | 11110103+930 | #VALUE!
50776 | Precoat Metals | Ditch #49/Crooked Lake Bayou | 0 |  | 5C | Mississippi | 0.03 | 15 | 20 | 4 | 4 |  |  | 20 | 20 | 10 |  | 4 |  |  | 2 | <10 | Modeling analysis dated 5/4/2007 also includes Maverick Tube (AR0046523) and end results of model for Precoat Metals (AR0050776). | 70810 | 70403 | 71010 | 140113 | 140327 |  |  | + | #VALUE!
42226 | Rolling Meadows MHC LLC | Un. Trib./Panther Creek | 0 |  | 4F | Baxter | 0.02 | 15 | 20 | 5 | 2 |  | 0.011 | 20 | 20 | 10.3 | 3.9 | 2 |  | 0.011 | 3 | <10 | Modeling analysis dated 4/3/2017. | 230212 |  |  | 240701 | 240802 | 11010004 | 12 | 11010004+12 | #VALUE!
45373 | Rondo | Un. Trib./Big Cypress Cr | 0 | 0.3 | 4A | Lee | 0.05 | Effluent Storage May-Oct. | [5 empty] | 25 | 90 | 15 | 15 | 5 |  |  | 3 | <10 | Modeling analysis dated 4/19/2016. | 160629 | 60516 | 70517 | 170920 | 171102 | 8020304 | 8 | 8020304+8 | #VALUE!
AR0048461 | Roseburg Forest Products Co. (Outfalls 003 and 004) | Effluent Ditch/Little Cornie Bayou | 0 |  | 2E | Union | Variable | 20 | 90 | 10 | 3 |  |  | 15 | 90 | 8 | 7.1 | 5.2 |  |  | 3 | 6.3 | Modeling analysis dated 3/18/2019 and Hydrological Study dated 2/11/2019. | 191008 | 190530 | 190619 | 200325 | 200416 | 8040206 | 716 | 8040206+716 | #N/A
51209 | Royal View Properties, LLC | Un. Trib./Lake Norfork | 0 |  | 4F | Baxter | 0.009 | 10 | 15 | 3.9 | 5 | 1 |  | 10 | 15 | 10.3 | 3.9 | 5 | 1 |  |  | <10 | Due to proximity to Norfork Lake, limits are based on lake policy. No model exists. CBOD5/TSS and TP based on 6.401. NH3 based on 2.512. DO based on 2.505 | 100419 | 90902 | 100305 | 100630 | 100803 | 11010006 | 1 | 11010006+1 | #VALUE!
38075 | Runyan SID # 211 | Un. Trib./Kellogg Creek | 0 |  | 3B | Pulaski | 0.7 | 10 | 15 | 5.6 | 3 (Jun-Oct) 6 (May) |  |  | 10 | 15 | 10 | 5.6 | 6 |  |  | 3 | <10 | Modeling analysis dated 9/25/2017 includes Runyan SID #211 (AR0038075) and end results of Sherwood-North model (AR0037176). | 121006 | 171005 | 171213 | 140113 | 140327 | 8020402 | 907 | 8020402+907 | #VALUE!
22217 | Russell | Glaise Creek | 0 |  | 4C | White | 0.03 | 20 | 20 | 5 | 5 |  |  | 20 | 20 | 13 | 5.2 | 2 |  |  | 3 | 34.7 | Modeling analysis dated 4/9/2021. | 151015 | 100927 | 101008 | 170920 | 171102 | 11010013 | 21 | 11010013+21 | #VALUE!
21768 | City Corporation - Russellville Water & Sewer System | Whig Creek | 0 |  | 3F | Pope | 8.5 | 10 | 15 | 2.2 | 6 | Report | 1.0 (PAA) | 9 | 20 | 2.2 | 2.2 | 6 | Report | 1.0 (PAA) | 1 | 5 | Modeling analysis dated 3/14/2022. Results of this Whig Creek model included in Arkansas River model for Tyson, Dardanelle, and Atkins-North. | 230409 | 220602 | 220629 | 240701 | 240802 | 11110203 | 931 | 11110203+931 | Yes | Total Copper: 0.45 lb/day Nitrate: 542 lb/day
34789 | Salem | S. Fork Spring River | 2.85 | 10.8 | 4H | Fulton | 0.35 | 10 | 15 | 5 | 5 | Report |  | 10 | 15 | 10 | 10 | 2 | Report |  | 3 | 180 | Modeling analysis dated 6/24/2019. | 90716 | 190703 | 190719 | 151013 | 160413 | 11010010 | 14 | 11010010+14 | #VALUE!
AR0053252 | Saline County Property Owners Multipurpose Improvement District No. 130 - Springlake Trails Subdivision | Duck Creek | 0 |  | 3C | Saline | 0.15 | 15 | 20 | 5 | 3 |  |  | 15 | 20 | 9 | 6.1 | 6 |  |  | 3 | 5.42 | Modeling analysis dated 12/28/2020. | 230430 | 210105 | 210121 | 240701 | 240802 | 11110207 | 827 | 11110207+827 | #N/A
44881 | Saline County Waterworks and Sanitary Sewer Public Facilities Board | Crooked Creek | 0 |  | 3C | Saline | 0.2 | 20 | 20 | 5 | 2 | Report | 0.011 | 20 | 20 | 10 | 6.1 | 5 | Report | 0.011 | 3 | <10 | Modeling analysis dated 6/2/2020 segmented with St. Joseph Glen Subdivision (AR0050181) | 210326 | 100426 | 100519 | 210830 | 210928 | 11110207 | 24 | 11110207+24 | #VALUE!
47449 | Academics Plus Charter School - Scott School | Ashley Bayou/Horseshoe Lake | 0 |  | 3C | Pulaski | 0.008 | 10 | 15 | 5 | 3 |  |  | 10 | 15 | 10 | 5.2 | 2 |  |  | 3 | 24.1 | Modeling analysis dated 3/14/2022. | 220605 | 90925 | Default | 230206 | 230310 | 11110207 | 4060 | 11110207+4060 | #VALUE!
21601 | Searcy STP | Little Red River | 47.6 |  | 4E | White | 5 | 15 | 20 | 5 | 2 | Report |  | 25 | 30 | 10 | 10 | 2 | Report |  | 3 | 1658 | Modeling analysis dated 9/12/2018 segmented with Judsonia (AR0035742) | 130814 | 181030 | 181129 | 140113 | 140327 | 11010014 | 7 | 11010014+7 | Yes | FCB: 75700 million col/day (Apr-Sep) FCB: 379000 million col/day (Oct-Mar)
51039 | Sebastian Lake Utility Operating Company, LLC - Sebastian Lake Public Water | Big Branch | 0 |  | 3I | Sebastian | 0.02 | 20 | 30 | 5 | 3 |  | Report | 25 | 30 | 15 | 5.6 | 3 |  | Report | 3 | <10 | Modeling analysis dated 1/24/2019. | 190515 | 80910 | 81024 | 200325 | 200416 | 11010105 | 33 | 11010105+33 | #VALUE!
50202 | Destined To Win/Second Chance Ranch, Inc. | Un.trib./North Fork Saline River | 0 |  | 2C | Saline | 0.015 | 10 | 15 | 5 | 2 |  |  | 10 | 15 | 10 | 5.2 | 6 |  |  | 3 | <10 | Modeling analysis dated 5/21/2020. | 90915 | 90925 | Default | 91231 | 140616 | 8040203 | 11 | 8040203+11 | #VALUE!
43443 | Sedgwick | W. Cache River Ditch | 0 |  | 4B | Lawrence | 0.05 | Effluent Storage May-Oct. | [5 empty] | 30 (BOD5) | 90 |  |  | 5 |  |  | 3 | 2 | Modeling analysis dated 2/1/2021. | 100127 | 91230 | 100203 | 100630 | 100803 | 8020302 | 921 | 8020302+921 | #VALUE!
AR0052175 | SWN Production (Arkansas), LLC - SEECO Cleveland Water Reuse/Recycle Facility | Un. Trib/Sucker Creek | 0 |  | 3F | Conway | 0.168 | 10 | 15 | 5 | 2 |  |  | 10 | 15 | 10 | 5.6 | 2 |  |  | 3 | < 10 | Modeling analysis dated 11/9/2022. | 231224 | 221214 | 230105 | 190205 | 190308 | 11110203 | 466 | 11110203+466 | #N/A
AR0052051 | Flywheel Energy Production, LLC - Judsonia, AR Yard | Un. Trib/Holcomb Branch | 0 |  | 4E | White | 0.168 | 10 | 15 | 5 | 2 |  |  | 10 | 15 | 10 | 5.6 | 2 |  |  | 3 | < 10 | Modeling analysis dated 11/10/2022. | 231224 | 221214 | 230105 | 190205 | 190308 | 11010014 | 11 | 11010014+11 | #N/A
AR0052086 | DeSoto Gathering Company LLC - Bee Branch Impoundment | Un. Trib/Linn Creek | 0 |  | 3D | Van Buren | 0.168 | 10 | 15 | 5 | 2 |  |  | 10 | 15 | 10 | 5.6 | 2 |  |  | 3 | < 10 | Modeling analysis dated 8/10/2018. | 181121 | 180912 | 181025 | 200325 | 200416 | 11110205 | 15 | 11110205+15 | #N/A
50903 | Faulkner County POID - Seven Point Lake Project | Un.Trib/Little Cypress Creek | 0 |  | 3F | Faulkner | 0.025 | 15 | 20 | 5 | 5 | Report |  | 20 | 20 | 10 | 5.6 | 5 | Report |  | 3 | <10 | Modeling analysis dated 12/19/2018. | 80515 | 80201 | 80327 | 140113 | 140327 | 11110203 | 5 | 11110203+5 | #VALUE!
40801 | Shangri-LA Resort, Inc. | Lake Ouachita | 0 |  | 2F | Montgomery | 0.0045 | 10 | 15 | 5 | 5 | Report | 0.29 | Year-round |  |  |  |  | Report | 0.29 | 4 | Lake | WQMP Summary dated 6/28/2019. | 201015 | 90925 | Default | 210830 | 210928 | 8040101 | 7529 | 8040101+7529 | #VALUE!
50636 | Shannon Hills | Otter Creek/Fourche Creek | 0 |  | 3C | Saline | 0.641 | 15 | 15 | 4 | 6 |  |  | 15 | 15 | 6 | 6 | 6 |  |  | 3 | 6 | Segmented model with Pleasant Oaks SID #31 (AR0041424) dated 4/5/2017 | 60417 | 170522 | 170526 | 140113 | 140327 | 11110207 | 24 | 11110207+24 | #VALUE!
34347 | Sheridan (Outfall 001) | Big Creek | 0 |  | 2C | Grant | (Jan-Feb) Effluent Max = 30% of upstream Upstream Min = 3.2 MGD (Mar-Dec) Effluent Max = 20% of upstream Upstream Min = 6.5 MGD | 25 | 90 | 4 | 5 |  |  | 25 | 90 | (Jan-Feb) 12 (Mar, Apr, Nov, Dec) 10 |  | (Jan-Feb) 7.0 (Mar, Apr, Nov, Dec) 6.0 |  |  | 1 | 12 | Model dated 1/16/2007 (Outfall 001) and Model dated 2/15/2019 (Outfall 002) | 191030 | 191011 | 191031 | 200325 | 200416 | 8040203 | 904 | 8040203+904 | Yes (for DO) | Flow: Min Qb=3.2 mgd, max Qe=30% of Qb (Jan-Feb) Flow: Min Qb=6.5 mgd, max Qe=20% of Qb (Mar-Dec) CBOD5, NH3-N, DO limits as specified
| Sheridan (Outfall 002) | Hurricane Creek | 0 |  | 2C | Grant | (Jun-Feb) Effluent Max = 20% of upstream Upstream Min = 4.5 MGD (Mar-May) Effluent Max = 10% of upstream Upstream Min = 9.0 MGD | 25 | 90 | (Jan-Feb) 12 (Mar-May) 10 (Jun-Sep) 4 (Oct-Dec) 10 | (Jan-Feb) 4.0 (Mar-May) 3.0 (Jun-Sep) 2.0 (Oct-Dec) 3.0 |  |  | 25 | 90 | [5 empty] | 1 | 211 | [6 empty] | 8040203 | 4 | 8040203+4 | No
37176 | Sherwood-North | Un. Trib./Kellogg Cr./Bayou Meto | 0 |  | 3B | Pulaski | 1.175 | 15 | 20 | 2.2 | 5 | Report |  | 15 | 20 | 5 | 2.2 | 5 | Report |  | 3 | <10 | Modeling analysis dated 9/25/2017. | 120707 | 171005 | 171313 | 140113 | 140327 | 8020402 | 1205 | 8020402+1205 | #VALUE!
45608 | Sherwood-South | Woodruff Creek | 0 |  | 3B | Pulaski | 0.6 | 10 | 15 | 7 | 3.0 (Jun-Oct) | Report |  | 10 | 15 | 8 | 5.6 | 6.0 (Nov-May) | Report |  | 3 | <10 | Modeling analysis dated 4/26/2021. | 100315 | 210524 | 210623 | 100630 | 100803 | 8020402 | 7 | 8020402+7 | #VALUE!
AR0052698 | SHM Brady Mountain, LLC - Brady Mountain Marina Resort WWTP | Un. Trib/Lake Ouachita | 0 |  | 2F | Garland | 0.02 | 10 | 15 | 5.2 | 6 | 1 |  | 10 | 15 | 14.7 | 5.2 | 6 | 1 |  | 3 | <1 | Modeling analysis dated 8/17/2016. | 160928 |  |  | 170920 | 171102 | 8040101 | 4062 | 8040101+4062 | #VALUE!
34363 | Shumaker Public Service Corporation | Two Bayou | 0 | 0.3 | 2D | Calhoun | 1.5 | 10 | 15 | 2.4 | 3 |  |  | 10 | 15 | 7.4 | 2.6 | 5 |  |  | 3 | 11 | Modeling analysis dated 2/9/2021. | 90205 | 210406 | 210430 | 151013 | 160413 | 8040201 | 905 | 8040201+905 | #VALUE!
20273 | Siloam Springs | Sager Creek | 0 |  | 3J | Benton | 4.4 | 15 | 20 | 1.5 | 7 |  |  | 15 | 20 | 4 |  | 7 |  |  | 3 |  | TP limit of 1 mg/L must be met by 2012 (Reg. 6.401 (D)) | 920612 | 920608 | 921202 | 920901 |  |  |  | + | #VALUE!
21440 | Smackover | Un. Trib./Smackover Creek | 0.34 | 4.55 | 2D | Union | 0.5 | 15 | 15 | 5 | 3 |  | 0.014 | 30 (BOD5) | 30 |  |  | 5 |  | 0.014 | 3 | 413 | Modeling analysis dated 12/6/2017. Includes Martin Operating (AR0000591), City of Norphlet (AR0035653) and City of Smackover (AR0021440). | 230618 | 230213 | 240215 | 240701 | 240802 | 8040201 | 6 | 8040201+6 | #VALUE!
AR0051837 (terminated) | Chip & Shonna Smith dba "The Chaparral at Cranfield" | Un. Trib./Norfork Lake | 0 |  | 4F | Baxter | 0.003 | 10 | 15 | 3.9 | 6 | 1 |  | 10 | 15 | 10.3 | 3.9 | 6 | 1 |  | 4 |  | Permit terminated 8/9/2023. Plans to construct subsurface septic system. Currently disposing of sewage with licensed hauler. Justification for limits shown for reference only. CBOD5/TSS limits based on lake discharge policy in Reg. 6.401. DO limits based on Reg. 2.505. NH3 limits based on Reg.2.512. | 110521 | 101025 | 110121 | 140113 | 140327 | 11010006 | 1 | 11010006+1 | #VALUE!
1635 | Smith Fibercast (Removed from WQMP) | Un. Trib./Fourche Creek | 0 |  | 3C | Pulaski | 0.05 | 28* | 30 |  | 3 |  |  | 40* | 30 |  |  | 3 |  |  | 3 | <10 | Removed from WQMP because facility connected to POTW in 2014. Previous limits shown for reference only. | 80615 | 80605 | comment | 151013 | 160413 | 11110207 | 22 | 11110207+22 | #VALUE!
50431 | Sebastian County & Blackstone Ranch Wastewater Treatment Board | Cedar Creek/Poteau R/Ark. R | 0 |  | 3I | Sebastian | 0.03 | 15 | 20 | 5 | 5 |  |  | 20 | 20 | 10 | 5.6 | 2 |  |  | 3 | 3.6 | Modeling analysis dated 10/11/2016. | 101105 | NA | NA | 140113 | 140327 | 11110105 | 1 | 11110105+1 | #VALUE!
42404 | Southland Improvement District | Crooked Creek/Lick Creek | 0 | 0.3 | 4A | Phillips | 0.04 | Effluent Storage May-Oct | [5 empty] | 25 | 90 | 10 | 10 | 2 |  |  | 3 | 16 | Modeling analysis dated 8/30/2019. | 90325 | 81209 | 90102 | 91231 | 140616 | 8020304 | 6 | 8020304+6 | #VALUE!
AR0052281 | The Oxbow | Ditch Bayou | 17.4 | 16.5 | 2A | Chicot | 0.0022 | 10 | 15 | 5 | 2 |  |  | 10 | 15 | 10 | 10 | 2 |  |  | 3 | 404 | MultiSMP Model dated 3/27/2018 | 130515 | NA | NA | 140113 | 140327 | 8050002 | 4 | 8050002+4 | #VALUE!
50784 | Southside Public Water Authority | Caney Creek | 0 |  | 4F | Independence | 0.25 | 8 | 15 | 3.9 | 7 |  |  | 10 | 15 | 7 | 5.4 | 7 |  |  | 5 | 10.7 | Modeling analysis dated 10/18/2018. | 190118 | 181030 | 181129 | 200325 | 200416 | 11010004 | 12 | 11010004+12 | #VALUE!
AR0053228 | Southside Bee Branch School District | Kill Dead Creek | 0 |  | 3D | Van Buren | 0.005 | 15 | 20 | 8 | 3 |  |  | 20 | 20 | 15 | 5.6 | 5 |  |  | 3 | 0.34 | Modeling analysis dated 9/24/2019. | 210224 |  |  | 210830 | 210928 | 11110205 | 16 | 11110205+16 | #N/A
51756 | Flywheel Energy Production LLC - Damascus Yard | Un. Trib./Batesville Creek | 0 |  | 3D | Van Buren | 0.05 | 10 | 15 | 5.6 | 2 |  |  | 10 | 15 | 16.7 | 5.6 | 5 |  |  | 3 | 0.03 | Modeling analysis dated 5/25/2021. | 100715 | 100426 | 100519 | 101015 | 101209 | 11110205 | 16 | 11110205+16 | #VALUE!
35939 | Sparkman | Cypress Creek | 0 |  | 2F | Dallas | 0.095 | 25 | 60 | 4 | 2 |  |  | 30 (BOD5) | 90 |  |  | 2 |  |  | 3 | <10 | Modeling analysis dated 4/14/2015. | 150617 | 90731 | 91029 | 151013 | 160413 | 8040102 | 503 | 8040102+503 | #VALUE!
46345 | Springhill School | Un.trib./Flat Bois D'Arc Creek | 0 |  | 1A | Hempstead | 0.02 | 20 | 20 | 5 | 3 |  | 0.011 | 20 | 20 | 12 | 6.1 | 2 |  | 0.011 | 3 | <10 | Modeling analysis dated 2/1/2023. | 231203 | 920407 | 921202 | 240701 | 240802 | 11140201 | 9 | 11140201+009 | Yes | Total Lead: 3.6 ug/L and 0.0004 lb/day
2879 | AGFC - Jim Hinkle Fish Hatchery (Outfalls 001, 002, 003) | Spring River | 192 |  | 4H | Fulton | 108 | 6.6 | 10 | 1.3 | 6 |  | 0.012 | 6.6 | 10 | 1.3 | 1.3 | 6 |  | 0.012 | 4 | >10 | Modeling analysis dated 8/29/2016. | 221103 | 220906 | 221013 | 240701 | 240802 | 11010010 | 8 | 11010010+8 | #VALUE!
22063 | Springdale | Spring Creek | 0.108 | 1.01 | 3J | Washington | 24 | 10 | 15 | 1.5 | 6.5 | 1.0 (6-mon rolling avg) | 0.011 | Nov,Dec, Mar,Apr 10 Jan-Feb 25 | Nov,Dec,Mar,Apr 15 Jan-Feb 30 | 4 | 1.6 | 6.5 | 1.0 (6-mon rolling avg) | 0.011 | 3 | 13 | Modeling analysis dated 10/23/2020. | 210214 | 210128 | 100416 | 230206 |  | 11110103 | 931 | 11110103+931 | #VALUE!
49310 | St. Charles | White River | 6100 |  | 4A | Arkansas | 0.046 | 30 (BOD5)* | 30 |  | 2 |  |  | Year-round | [6 empty] | 3 | 25555 | *Technology based BOD5 limit meets water quality based on modeling analysis dated 6/13/2016. | 210729 | 913 | 1106 | 230206 | 230310 | 8020303 | 5 | 8020303+5 | #VALUE!
50181 | St. Joseph’s Glen Subdivision | Un.trib./Crooked Creek | 0 |  | 3C | Saline | 0.06 | 15 | 20 | 4 | 2 |  | 0.011 | 15 | 20 | 10 | 6.1 | 2 |  | 0.011 | 3 | <10 | Modeling analysis dated 6/2/2020 segmented with Saline County Waterworks (AR0044881) | 201113 | 200722 | 200820 | 210830 | 210928 | 11110207 | 982 | 11110207+982 | #VALUE!
43591 | St. Francis | St. Francis River | 74.2 |  | 5A | Clay | 0.04 | 30 (BOD5) | 90 |  | 2 |  |  | Year-round | [6 empty] | 3 | 1772 | Modeling analysis dated 8/3/2018. | 80815 |  |  | 190205 | 190308 | 8020203 | 15 | 8020203+15 | #VALUE!
48305 | Stamps | Bodcau Creek | 0 |  | 1A | Lafayette | 0.021 (HCR flow limit = 14% of upstream | 30 (BOD5) | 90 |  | 2 |  |  | Year-round | [6 empty] | 3 | 240 | Modeling analysis dated 10/15/2018. | 190116 | 951214 |  | 200325 | 200416 | 11140205 | 6 | 11140205+6 | Yes | Total Lead: 2.67 ug/l Total Copper: 9.09 ug/l
AR0052906 | Stamps Water Treatment Plant | Crooked Branch | 0 |  | 1A | Lafayette | 0.65 | [15 empty] | Addition of this facility and TMDL limits public noticed March 1, 2013. | 190710 |  |  | 200325 | 200416 | 11140205 | 906 | 11140205+906 | Yes | Total Lead: 2.67 ug/l and 0.01113 lb/day Total Copper: 9.09 ug/l and 0.03794 lb/day
46477 | Star City | Cane Creek | 0 |  | 2B | Lincoln | 0.375 | 10 | 15 | 5 | 5 |  |  | 10 | 15 | 8 | 6.1 | 6 |  |  | 3 | 6.3 | Modeling analysis dated 7/25/2018. | 90513 | 180912 | 181025 | 91231 | 140616 | 8040205 | 906 | 8040205+906 | Yes
20168 | Stephens | Smackover Creek | 0 |  | 2D | Ouachita | 0.2 | 25 | 90 | 3 | 5 |  |  | 25 | 90 | 12 | 6.1 | 5 |  |  | 3 | 69 | Modeling analysis dated 9/28/2018. | 90918 | 181030 | 181129 | 91231 | 140616 | 8040201 | 7 | 8040201+7 | #VALUE!
AR0050768 (expired) | Sterling Meadows Sub. WWTP | Un.trib/Greenbrier Ck/Cadron Ck | 0 |  | 3D | Faulkner | 0.03 | 15 | 20 | 5 | 5 |  |  | Year-round | [6 empty] | 3 | <10 | Permit expired in 2013. Limits shown for reference purposes only. | 70810 | 70214 | 71010 | 190205 | 190308 | 11110205 | 10 | 11110205+10 | #VALUE!
21687 | Strong | Lapile Creek | 0 |  | 2D | Union | 0.15 | Effluent storage | [5 empty] | 25 | 90 | 12 | 6.98 | 5 |  |  | 3 | 94 | Modeling analysis dated 3/5/2019. | 130720 | 190403 | 190502 | 140113 | 140327 | 8040202 | 5 | 8040202+5 | #VALUE!
34380 | Stuttgart | Un. Ditch / King Bayou | 0 |  | 3B | Arkansas | 2 | 10 | 15 | 2.1 | 6 | Report | 1.0 (PAA, Inst. Max.) | 10 | 15 | 4 | 2.1 | 6 | Report | 1.0 (PAA, Inst. Max) | 3 | 0.91 | Modeling analysis dated 1/12/2024. | 240915 | 240726 | 240806 | 230206 | 230310 | 8020402 | 4 | 8020402+4 | #VALUE! |  | Facility design flow changed. TRC limit removed.
40991 | Subiaco | Un.trib/Cane Creek | 0 |  | 3H | Logan | 0.07 | 10 | 15 | 5 | 3 |  |  | 15 | 15 | 10 | 5.6 | 3 |  |  | 3 | 1 | Modeling analysis dated 12/20/2018. | 80215 | 891106 | 900508 | 200325 | 200416 | 11110202 | 45 | 11110202+45 | #VALUE!
41602 | Suburbia SID # 1 | Un.trib./Nevins Creek | 0 |  | 2B | Jefferson | 0.012 | 20 | 20 | 5 | 3 |  |  | 20 | 20 | 12 | 6.1 | 2 |  |  | 3 | <10 | Model dated 8/7/2017 segmented with Pinewood SID (AR0039144) | 100417 | 100426 | 100519 | 100630 | 100803 | 8040205 | 806 | 8040205+806 | #VALUE!
48071 | Success | Un.trib./Byrnes Ditch/Little Black R. | 0 |  | 4G | Clay | 0.043 | 20 | 20 | 5 | 3 |  |  | 20 | 20 | 12 | 5.2 | 2 |  |  | 3 | <10 | Modeling analysis dated 1/17/2018. | 130411 | 950531 | 140327 | 140113 | 140327 | 11010008 | 3 | 11010008+3 | #VALUE!
43753 | Sugarloaf Waste Water Treatment District | East Sugarloaf Creek arm of Bull Shoals Lake | na |  | 4I | Boone | 0.362 | 10 | 15 | 3.9 | 5 | 1 |  | 10 | 15 | 5 | 3.9 | 5 | 1 |  | 4 | 54 | WQMP Summary Sheet dated 4/6/2021. No model since discharge to lake. | 160701 | 101025 | 110121 | 170920 | 171102 | 11010003 | 4010 | 11010003+4010 | #VALUE!
46680 | Sulphur Rock | Big Creek | 0 |  | 4F | Independence | 0.075 | 10 | 15 | 5 | 3 |  |  | 15 | 20 | 10 | 9.7 | 6 |  |  | 3 | 8 | Modeling analysis dated 6/20/2018 | 180822 | 21106 | 21216 | 190205 | 190308 | 11010004 | 18 | 11010004+18 | #VALUE!
51179 | Sulphur Springs | Butler Creek | 0 |  | 3J | Benton | 0.1 | 10 | 15 | 3.9 | 5 | Report | 0.06 | 10 | 15 | 8 | 8 | 2 | Report | 0.06 | 2 | 23.7 | Modeling analysis dated 3/1/2021. | 90915 | 90902 | 100305 | 230206 | 230310 | 11070208 | 4 | 11070208+4 | Yes | No limits, only TP and TN monitoring per Elk River TMDL
AR0053261 | Sunshine Holdings LLC - Hope Valley | Un. Trib./Duck Creek | 0 |  | 3C | Saline | 0.3 | 15 | 20 | 5 | 3 |  |  | 15 | 20 | 9 | 6.1 | 6 |  |  | 3 | 0.22 | Modeling analysis dated 8/12/2020. | 210429 | 210406 | 210430 | 210830 | 210928 | 11110207 | 827 | 11110207+827 | #N/A
44695 | Eshani Mahit LLC - Relax Inn | Shell Lake | 0 |  | 5A | St. Francis | 0.012 | 10 | 15 | 5 | 5 |  | 0.19 | 10 | 15 | 10 | 5.2 | 5 |  | 0.19 | 4 | <10 | WQMP Summary dated 7/22/2020. | 210202 | 100804 | 100813 | 210830 | 210928 | 8020203 | 7 | 8020203+7 | #VALUE!
AR0051136 (removed) | SWEPCO - John W. Turk, Jr. Power Plant (removed from WQMP) | Little River | 154 |  | 1C | Hempstead | 2.16 | [15 empty] | Removed facility from WQMP in 2019 Gov Cert since facility was only included previously for TMDL limit for TDS. The TMDL was withdrawn on 11/9/2018. | 180829 | 181010 | 181109 | 190205 | 190308 | 11140201 | 11 | 11140201+11 | N/A
34860 | Swifton | Cattail Creek | 0 |  | 4C | Jackson | 0.108 | 20 | 20 | 5 | 3 |  | 0.011 | 20 | 20 | 12 | 5.2 | 2 |  | 0.011 | 3 | <10 | Modeling analysis dated 8/30/2019. | 201001 | 191011 | 191031 | 210830 | 210928 | 11010013 | 148 | 11010013+148 | Yes | No WLA assigned
40720 | Van Buren Public Schools - Tate Elementary | Un trib/Mays Branch | 0 |  | 3H | Crawford | 0.01 | 10 | 15 | 5 | 2 |  | 0.011 | 10 | 15 | 10 | 5.6 | 2 |  | 0.011 | 4 | 0.1 | Modeling analysis dated 3/1/2022. | 220710 | 870625 | 140327 | 230206 | 230310 | 11110201 | 21 | 11110201+21 | #VALUE!
20044 | Taylor | Little Crooked Creek | 0 |  | 1A | Columbia | 0.09 | 10 (BOD5) | 15 |  | 2 |  |  | 10 (BOD5) | 15 |  |  | 4 |  |  | 2 | 6.6 | Modeling analysis dated 5/19/2020. | 201104 | 100426 | 100519 | 210830 | 210928 | 11140203 | 901 | 11140203+901 | #VALUE!
48691 | Texarkana - North WWTP | McKinney Bayou | 0 |  | 1B | Miller | 0.95 | 10 | 15 | 4 | 5 |  |  | 10 | 15 | 6 | 6 | 7 |  |  | 3 | 30 | Modeling analysis dated 8/3/2020. | 130301 | 90925 | 91029 | 151013 | 160413 | 11140201 | 14 | 11140201+14 | Yes | Sulfate: 480 lb/day TDS: 3800 lb/day
44300 | Randall Christy - Statue Road Inn | Un. Trib./Leatherwood Creek | 0 |  | 4K | Carroll | 0.0075 | 10 | 15 | 5 | 2 | Report | 0.011 | 10 | 15 | 10 | 3.9 | 6 | Report | 0.011 | 4 | <10 | Modeling analysis dated 9/13/2018. | 240901 | 900816 | 910612 | 190205 | 190308 | 11010001 | 916 | 11010001+916 | #VALUE! |  | TRC limit added.
AR0052043 (terminated) | The Fathers House | Brown Springs Creek | 0 |  | 2F | Hot Spring | 0.005 | 20 | 20 | 15 | 2 |  |  | 20 | 20 | 15 | 6.1 | 2 |  |  |  | 7.3 | Modeling analysis dated 3/15/2017. Permit terminated in 2022. Facility switched to sub-surface disposal. Limits and model shown for reference purposes only. | 120321 |  |  | 230206 | 230310 | 8040102 | 4 | 8040102+4 | #N/A
49581 | Family Church, Inc. - The Family Church | Un.Trib/Arnold Creek | 0 |  | 3C | Jefferson | 0.0031 | 15 | 20 | 5 | 2 |  | 0.011 | 20 | 20 | 10 | 6.1 | 2 |  | 0.011 | 3 | 0.69 | Modeling analysis dated 11/30/2016. | 220925 |  |  | 240701 | 171102 | 11110207 | 901 | 11110207+901 | #VALUE!
35661 | Thornton | Turners Creek | 0 |  | 2D | Calhoun | 0.05 | 20 | 20 | 4 | 5 |  |  | 20 | 20 | 12 | 6.1 | 5 |  |  | 3 | <10 | Modeling analysis dated 5/1/2017. | 120712 | 880503 |  | 140113 | 140327 | 8040201 | 3 | 8040201+3 | Yes
33707 | Tillar | Un. Trib of Canal 18 | 0 |  | 2A | Desha | 0.09 | 10 (BOD5) | 15 |  | 2 |  |  | Year-round | [6 empty] | 2 | <10 | Modeling analysis dated 10/3/2019. | 90715 | 90902 | 100305 | 91231 | 140616 | 8050001 | 920 | 8050001+920 | #VALUE!
41416 | Mentor ABI, LLC dba NeuroRestorative Timber Ridge Ranch | Dog Creek/N.Fork Saline | 0 |  | 2C | Saline | 0.012 | 10 | 15 | 5 | 6 |  | 0.011 | 10 | 15 | 5 | 5 | 6 |  | 0.011 | 4 | 9.75 | Modeling analysis dated 12/4/2017. | 231231 | 920608 | 140327 | 240701 | 240802 | 8040203 | 811 | 8040203+811 | #VALUE!
50661 | Tinsman - Banks | Watson Creek/Moro Creek | 0 |  | 2D | Calhoun | 0.014 | 15 | 20 | 6 | 4 |  |  | 20 | 20 | 10 | 6.1 | 2 |  |  | 3 | <10 | Modeling analysis dated 12/8/2017. | 121220 | 60901 | 70517 | 140113 | 140327 | 8040201 |  | 8040201+ | #VALUE!
45144 | Tollette | Mine Creek | 0.0267 | 1.25 | 1C | Howard | 0.1 | 30 (BOD5) | 90 |  | 2 |  |  | Year-round | [6 empty] | 3 | >10 | Modeling analysis dated 7/13/2020 includes Tyson, Nashville, Mineral Springs & Tollette. | 120917 | 200722 | 200820 | 140113 | 140327 | 11140109 | 33 | 11140109+33 | Yes | FCB: 1510 million col/day (May-Sep) FCB: 7570 million col/day (Oct-Apr)
40380 | Toltec Mounds State Park | Un. Trib./North Bayou | 0 |  | 3C | Lonoke | 0.005 | 10 | 15 | 5 | 2 |  |  | 10 | 15 | 10 | 5.2 | 5 |  |  | 4 | <10 | Modeling analysis dated 2/4/2009. Design flow increase in 2009. | 90318 | 90309 | 100526 | 91231 | 140616 | 11110207 | 4 | 11110207+4 | #VALUE!
43486 | Tri-City Utilities, Inc. | Un. Trib./Beaver Dam Ditch | 0 |  | 4B | Randolph | 0.048 | 15 | 15 | 5 | 4 |  |  | 20 | 20 | 14.7 | 5.2 | 2 |  |  | 3 | 0.37 | Modeling analysis dated 3/6/2019. | 90312 | 81209 | 90102 | 91231 | 140616 | 8020302 | 45 | 8020302+45 | #VALUE!
35602 | Trumann | Ditch # 60 | 112 |  | 5A | Poinsett | 1.78 | 30 (BOD5) | 45 |  | 5 |  |  | Year-round | [6 empty] | 3 | 2374 | Modeling analysis dated 10/24/2019. | 201122 | 201218 | 201227 | 210830 | 210928 | 8020203 | 14 | 8020203+14 | #VALUE!
20001 | Tuckerman | Tuckerman Ditch | 0 |  | 4C | Jackson | 0.22, HCR limits: 70% of upstream flow (May-Oct) 35% of upstream flow (Nov-Apr) | 20 | 30 | 10 | 3 |  | 0.022 | 20 | 30 | 15 | 14.9 | 3 |  | 0.032 | 3 | 10.2 | Modeling analysis dated 3/31/2021. | 210912 | 210524 | 210623 | 230206 | 230310 | 11010013 | 6 | 11010013+6 | N/A
21954 | Turrell | Big Creek | HCR |  | 5A | Crittenden | 0.09, HCR limits: 23% of upstream flow (Nov-Apr) 15% of upstream flow (May-Oct) | 30 (BOD5) | 90 |  | 3 |  |  | Year-round | [6 empty] | 3 | 76 | Modeling analysis dated 11/16/2021. | 220320 | 220203 | 220223 | 230206 | 230310 | 8020203 | 909 | 8020203+909 | #VALUE!
50547 | Two Rivers Harbor Property Owners Association, Inc. | Arkansas River | 743 | 1210 | 3C | Pulaski | 0.002 | 30 (BOD5) | 30 |  | 2 |  |  | Year-round | [6 empty] | 3 | 158000 | Modeling analysis dated 2/22/2013 includes Conway-Tucker Creek, Conway-Tupelo Bayou, Mayflower, Maumelle, Two Harbors, Little Rock-Little Maumelle. | 161021 | 51107 | 60323 | 170920 | 171102 | 11110207 | 12 | 11110207+12 | #VALUE!
35637 | Tyronza | Tyronza River | 29 |  | 5A | Poinsett | 0.12 | 30 (BOD5) | 90 |  | 3 |  |  | Year-round | [6 empty] | 3 | > 10 | Modeling analysis dated 9/12/2019. | 81217 | 191011 | 191031 | 91231 | 140616 | 8020203 | 909 | 8020203+909 | N/a
AR0039268 | Tyson Foods - Clarksville | Un. Trib/Spadra Creek/Lake Dardanelle | 0 |  | 3H | Johnson | 1.67 | 10 | 15 | 5 | 5 |  | 0.1 | 10 | 15 | 6 | 5.6 | 5 |  | 0.1 | 3 | <10 | Modeling analysis dated 10/28/2015 is valid up to 1.7 mgd. | 210905 | 210524 | 210623 | 230206 | 230310 | 11110202 | 4060 | 11110202+4060 | #VALUE!
AR0021326 | Tyson Chicken, Inc.-Hope | Caney Creek | 0 |  | 1B | Hempstead | 2 | 16 (BOD5) | 15 | 4 | 3 |  |  | 16 (BOD5) | 20 | 4 | 4 | 5 |  |  | 3 | 1.64 | Modeling analysis dated 5/30/2024. | 250302 | 250207 | 250221 | 100630 | 100803 | 11140201 | 909 | 11140201+909 | #VALUE! |  | Design flow increased.
36714 | Tyson Poultry, Inc. - Dardanelle Processing Facility | Arkansas River | 743 | 1210 | 3F | Yell | 1.3 | 16 (BOD5) | 20 | 4 | 2 | Report |  | 16 (BOD5)* | 20 | 4* | 4* | 2 | Report |  | 1 | 153670 | BOD5, TSS, and NH3 are technology limits. These tech-based limits comply with water quality based on MultiSMP Model dated 9/27/2016. | 90923 | 161007 | 161021 | 91231 | 140616 | 11110203 | 31 | 11110203+31 | #VALUE!
42455 | Tyson Poultry, Inc. - River Valley Ingredients | Arkansas River | 878 |  | 3H | Logan | 0.82 | 50 | 60 | 38 | 3 | Report |  | Year-round |  |  |  |  | Report |  | 3 | 152388 | Model dated 8/31/2009. Model includes Butterball - Ozark, City of Altus, City of Ozark, City of Coal Hill, and Tyson-River Valley. | 170405 | 111123 | 130829 | 170920 | 171102 | 11110202 | 38 | 11110202+38 | #VALUE!
48356 | Tyson Poultry, Inc. - River Valley Ingredients | Red River | 1120 |  | 1B | Miller | 0.42 | 65 (BOD5) | 80 | 51 | 2 |  |  | Year-round | [6 empty] | 3 | 52360 | BOD5, TSS, and NH3 are technology limits. These tech-based limits comply with water quality based on MultiSMP Model dated 12/6/2018. | 210117 | 190703 | 190719 | 210830 | 210928 | 11140201 | 11 | 11140201+11 | N/A
3018 | Tyson Foods, Inc. - Grannis Processing Facility | Un. Trib./Rolling Fork | 0 |  | 1C | Polk | 0.864 | 8 | 15 | 2 | 6 | 2 |  | 10 | 15 | 4 | 4 | 6 | 2 |  | 3 | <10 | Modeling analysis dated 9/3/2021. | 150212 | 211013 | 211118 | 151013 | 160413 | 11140109 | 919 | 11140109+919 | Yes | TP: 14.4 lb/day and 2 mg/l NO2+NO3-N: 189 lb/day
41734 | Tyson Poultry - Nashville | Mine Creek/Lake Millwood | 0.0267 | 1.25 | 1C | Howard | 1.4 | 9 | 20 | 4 | 5 | Report |  | 9 | 20 | 4 | 4 | 7.4 | Report |  | 3 | 20 | Modeling analysis dated 7/13/2020 includes Tyson, Nashville, Mineral Springs & Tollette. | 181017 | 200722 | 200820 | 190205 | 190308 | 11110109 | 933 | 11110109+933 | #N/A | FCB: 2.1198 E+10 col/day (April-Sep) daily max FCB: 1.05991 E+11 col/day (Oct-March) daily max
38482 | Tyson Poultry, Inc. - Waldron | Un. Trib./Poteau River | 0 |  | 3I | Scott | 1.25 | 15 | 15 | 4 | 5 | 1.5 |  | 15 | 15 | 4 | 4 | 5 | 1.5 |  | 3 | 0.35 | Modeling analysis dated 10/29/2020 also includes City of Waldron (AR0035769) | 220612 | 211013 | 211110 | 230206 | 230310 | 11110105 | 31 | 11110105+31 | Yes | Total Phosphorus: 1.5 mg/L and 15.64 lb/day Total Copper: 9.2 µg/L and 0.096 lb/day Total Zinc: 85.5 µg/L and 0.891 lb/day
44415 | U of A Rice Research & Extension Center | Un. Trib./L. LaGrue Bayou | 0 |  | 4A | Arkansas | 0.015 | 15 | 20 | 6 | 2 |  |  | 20 | 20 | 12 | 5.2 | 5 |  |  | 3 | 0.03 | Modeling analysis dated 9/27/2022 includes USDA Aquaculture Research Service (AR0049352) and U of A Rice Research Center (AR0044415). | 110615 | 221024 | 221129 | 140113 | 140327 | 8020303 | 12 | 8020303+12 | #VALUE!
38008 | Ulm | Un. Trib./Sherril Creek | 0 |  | 4A | Prairie | 0.045 | 15 | 15 | 4 | 5 |  |  | 15 | 15 | 10 | 5.2 | 5 |  |  | 3 | <10 | Modeling analysis dated 6/16/2020. | 100310 | 100202 | 100222 | 100630 | 100803 | 8020303 | 280 | 8020303+280 | #VALUE!
AR0001775 | Union Pacific Railroad (Outfalls 001, 002, 003) | Dark Hollow Canal/Arkansas River | 0 |  | 3C | Pulaski | Variable | 20* | 30 |  | 2 |  |  | Year-round | [6 empty] | 3 | <10 | Limits apply to all 3 outfalls and are based on modeling analysis dated 12/10/2019 and Oct 2005 - Dec 2008 flow study. | 90515 | 90626 | 91029 | 91231 | 140616 | 11110207 | 11 | 11110207+11 | #VALUE!
35459 | USCOE - Alpine Ridge Rec. Area | Lake DeGray | na |  | 2F | Clark | 0.0125 | 10 | 15 | 5.2 | 5 | 0.104 lb/day |  | 10 | 15 | 14.7 | 5.2 | 5 | 0.104 lb/day |  | 4 | ~300 | WQMP Summary report dated 12/21/2018. | 190214 | 71010 | 80506 | 200325 | 200416 | 8040102 | lake | 8040102+lake | #VALUE!
36013 | USCOE - Arlie Moore Rec. Area | Lake DeGray | na |  | 2F | Clark | 0.013 | 10 | 15 | 5.2 | 5 | 0.1 lb/day | 0.1 | 10 | 15 | 14.7 | 5.2 | 5 | 0.1 lb/day | 0.1 | 4 | ~350 | WQMP Summary report dated 7/25/2023. | 231119 | 71010 | 140327 | 240701 | 240802 | 8040102 | lake | 8040102+lake | #VALUE!
35432 | USCOE - Caddo Drive Rec Area | Lake DeGray | na |  | 2F | Hot Spring | 0.022 | 10 (BOD5) | 15 |  | 5 | 0.183 lb/day |  | 10 (BOD5) | 15 |  |  | 5 | 0.183 lb/day |  | 4 | ~350 | WQMP Summary report dated 12/21/2018. | 190206 | 870401 | 870609 | 200325 | 200416 | 8040102 | 4041 | 8040102+4041 | #VALUE!
22802 | USCOE - Brady Mountain Rec. Area | Lake Ouachita | na |  | 2F | Garland | 0.03 | 10 | 15 | 5 | 6 | 0.25 lb/day |  | 10 | 15 | 10 | 5.2 | 6 | 0.25 lb/day |  | 4 | 1102 | WQMP Summary dated 1/4/2019. | 190318 | 81031 | Default | 200325 | 200416 | 8040101 | 4062 | 8040101+4062 | #VALUE!
35416 | USCOE - Crystal Springs Rec. Area | Lake Ouachita | na |  | 2F | Garland | 0.03 | 10 | 15 | 5 | 6 | 0.25 lb/day |  | 10 | 15 | 10 | 5.2 | 6 | 0.25 lb/day |  | 4 | 1102 | WQMP Summary report dated 1/4/2019. | 190318 | 81031 | Default | 200325 | 200416 | 8040101 | 4060 | 8040101+4060 | #VALUE!
35394 | USCOE - Denby Point Rec. Area | Lake Ouachita | na |  | 2F | Montgomery | 0.03 | 10 | 15 | 5 | 5 | 0.25 lb/day |  | 10 | 15 | 10 | 5.2 | 5 | 0.25 lb/day |  | 4 | 1102 | WQMP Summary report dated 1/4/2019. | 190314 | 81031 | Default | 200325 | 200416 | 8040101 | 4060 | 8040101+4060 | #VALUE!
36897 | USCOE-Huxtable Pumping Plant | St. Francis River | 430 |  | 5A | Lee | 0.0005 | 30 (BOD5) | 30 |  | 2 |  |  | Year-round | [6 empty] | 3 | 5790 | Modeling analysis dated 8/3/2021. | 110519 | 10227 | 10517 | 140113 | 140327 | 8020203 | 2 | 8020203+2 | #VALUE!
20222 | USCOE Iron Mtn. Rec Area | Lake DeGray | na |  | 2F | Clark | 0.014 | 10 | 15 | 5.2 | 5 | 0.117 lb/day |  | 10 | 15 | 14.7 | 5.2 | 5 | 0.117 lb/day |  | 4 |  | WQMP Summary dated 5/9/2018. | 180920 | 71010 | 140327 | 190205 | 190308 | 8040102 | lake | 8040102+lake | #VALUE!
35424 | USCOE - Joplin Rec. Area | Lake Ouachita | na |  | 2F | Montgomery | 0.03 | 10 | 15 | 5 | 5 | 0.25 lb/day |  | 10 | 15 | 10 | 5.2 | 5 | 0.25 lb/day |  | 4 | 1102 | WQMP Summary dated 1/4/2019. | 190328 | 81031 | Default | 200325 | 200416 | 8040101 | 4060 | 8040101+4060 | #VALUE!
22799 | USCOE - Little Fir Rec. Area | Lake Ouachita | na |  | 2F | Montgomery | 0.006 | 10 | 15 | 5 | 5 | Report |  | 10 | 15 | 10 | 5.2 | 5 | Report |  | 4 | 1102 | WQMP Summary dated 1/2/2019. | 90115 | 81031 | Default | 91231 | 140616 | 8040101 | 4061 | 8040101+4061 | #VALUE!
22772 | USCOE-Self Creek Rec Area | Lake Greeson | na |  | 2G | Pike | 0.03 | 10 | 15 | 5 | 5 | 0.25 lb/day | 0.191 | 10 | 15 | 10 | 5.2 | 5 | 0.25 lb/day | 0.191 | 4 | Lake | WQMP Summary dated 1/8/2019. | 190307 | 90508 | 100416 | 200325 | 200416 | 8040103 | 4030 | 8040103+4030 | #VALUE!
20231 | USCOE Shouse Ford Rec. Area | Lake DeGray | na |  | 2F | Hot Spring | 0.02 | 10 | 15 | 5.2 | 5 | 0.2 lb/day | 0.14 | 10 | 15 | 14.7 | 5.2 | 5 | 0.2 lb/day | 0.14 | 4 | Lake | WQMP Summary dated 8/9/2023. | 240317 | 71010 | 140327 | 240701 | 190308 | 8040102 | 4041 | 8040102+4041 | #VALUE!
36021 | USCOE - Spillway/Dam Recreation Area DeGray Lake Field Office | Un. Trib./Caddo River | 0 |  | 2F | Clark | 0.004 | 10 (BOD5) | 15 |  | 2 |  |  | Year-round | [6 empty] | 4 |  | Modeling analysis dated 2/23/2018. | 130618 | 70807 | 80506 | 71219 | 80506 | 8040102 | 10 | 8040102+10 | #VALUE!
AR0022781 (terminated) | USCOE - Spillway Rec. Area | Lake Ouachita | na |  | 2F | Garland | 0.006 | 10 | 15 | 5 | 6 | Report |  | 10 | 15 | 10 | 5.2 | 6 | Report |  | 4 | 1102 | WQMP Summary dated 1/8/2019. Permit terminated Feb 2021. Limits shown for reference only. | 90115 | 81031 | Default | 210830 | 210928 | 8040101 | 4063 | 8040101+4063 | #VALUE!
35408 | USCOE - Tompkins Bend Rec. Area | Lake Ouachita | na |  | 2F | Montgomery | 0.03 | 10 | 15 | 5 | 5 | 0.25 lb/day |  | 10 | 15 | 10 | 5.2 | 5 | 0.25 lb/day |  | 4 | 1102 | WQMP Summary dated 1/4/2019. | 190314 | 81031 | Default | 200325 | 200416 | 8040101 | 4060 | 8040101+4060 | #VALUE!
49352 | USDA Aquaculture Research Service | Un. Ditch/Little Lagrue Bayou | 0 |  | 4A | Arkansas | 0.144 | 10 | 15 | 5.2 | 3 |  |  | 10 | 15 | 7 | 5.2 | 5 |  |  | 3 | <10 | Modeling analysis dated 9/27/2022 segmented with U of A Rice Research Center (AR0044415). See 44415S_C.smp/44415S_P.smp | 160405 | 221024 | 221129 | 170920 | 171102 | 8020303 | 12 | 8020303+12 | #VALUE!
20664 | USDAFS Blanchard Springs Cav. | North Sylamore Creek | 1.51 | 4.64 | 4F | Stone | 0.04 | 10 | 15 | 5 | 2 | Report | <0.1 | 10 | 15 | 10 | 10 | 2 | Report | <0.1 | 3 | 70.4 | Modeling analysis dated 9/25/2018. | 240331 | 71109 | 80506 | 240701 | 240802 | 11010004 | 9 | 11010004+9 | #VALUE!
20648 | USDAFS Cass Civilian Conservation Center | Fane Creek | 0 | 0.68 | 3H | Franklin | 0.033 | 10 | 15 | 5 | 6 |  |  | 10 | 15 | 5 | 5 | 5 |  |  | 4 | 16.3 | Modeling analysis dated 9/21/2022. | 160309 | 70707 | 80506 | 170920 | 171102 | 11110201 | 8 | 11110201+8 | #VALUE!
29181 | USFWS-Greers Ferry National Fish Hatchery | Little Red River | 47.6 |  | 4E | Cleburne | 16.839 | 20 | 20 | 10 | 5 |  |  | 20 | 20 | 10 | 10 | 5 |  |  | 3 | 1153 | MultiSMP Model dated 2/15/2018 segmented with Greers Ferry National Fish Hatchery, Heber Springs, and Pangburn. | 200415 | 130614 | 130708 | 210830 | 210928 | 11010014 | 15 | 11010014+15 | #VALUE!
34959 | USDI NPS-Buffalo Point Upper Sewer Plant | Un. Ditch/Panther Ck/Buffalo River | 0.0953 |  | 4J | Marion | 0.015 | 10 | 15 | 5 | 2 | 1 |  | 10 | 15 | 10 | 3.9 | 2 | 1 |  | 4 | 1080 | Modeling analysis dated 11/30/2017. | 180315 | 921120 |  | 190205 | 190308 | 11010005 | 4 | 11010005+4 | #VALUE!
34941 | USDI NPS-Buffalo Point Lower Sewer Plant | Buffalo River | 16.8 |  | 4J | Marion | 0.02 | 10 | 15 | 5 | 2 | 1 |  | 10 | 15 | 10 | 10 | 2 | 1 |  | 4 | 1080 | Modeling analysis dated 11/30/2017. | 180315 | 921120 |  | 190205 | 190308 | 11010005 | 4 | 11010005+4 | #VALUE!
AR0052671 | US National Parks Service - Arkansas Post National Memorial | Un. Trib/Little Post Bayou | 0 |  | 3A | Arkansas | 0.0021 | 10 | 15 | 5 | 4 |  | 0.011 | 10 | 15 | 5 | 5 | 5 |  | 0.011 | 3 | 0.3 | Modeling analysis dated 9/9/2022. New facility added in 2016. | 221211 |  |  | 240701 | 171102 | 8020401 | 772 | 8020401+772 | #VALUE!
21482 | Van Buren-South Plant | Arkansas River | 878 | 1180 | 3H | Crawford | 4 | 25 | 30 | 5 | 2 | Report |  | 30 (BOD5) | 30 |  |  | 2 | Report |  | 3 | 150482 | Segmented model includes 10 facilities dated 10/23/2012 named ARKR7_C6.SMP and ARKR7_P6.SMP. | 140920 | 140909 | 130215 | 91231 | 140616 | 11110104 | 1 | 11110104+1 | #VALUE!
37567 | Van Buren-Lee Creek Industrial Park | Arkansas River | 878 | 1180 | 3H | Crawford | 0.04 | 30 (BOD5) | 30 |  | 2 |  |  | Year-round | [6 empty] | 3 | 150025 | Segmented model includes 10 facilities dated 10/23/2012 named ARKR7_C6.SMP and ARKR7_P6.SMP. | 130316 | 921120 |  | 140113 | 140327 | 11110104 | 13 | 11110104+13 | #VALUE!
40967 | Van Buren North Treatment Plant | Lee Creek | 0 | 0.185 | 3H | Crawford | 2 | 10 | 15 | 2 | 6 |  |  | 20 | 20 | 4 | 2.2 | 6 |  |  | 3 | 445 | Modeling analysis dated 2/21/2018. | 180808 | 180402 | 180425 | 190205 | 190308 | 11110104 | 2 | 11110104+2 | #VALUE!
49409 | Vanndale-Birdeye Water Association, Inc. | L'Anguille River | 1.12 | 2.47 | 5B | Cross | 0.05 | Eff. Storage May-Oct | [5 empty] | 30 (BOD5) | 90 |  |  | 2 |  |  | 3 | ~270 | Modeling analysis dated 11/15/2016. | 170106 | n/a | n/a | 170920 | 171102 | 8020205 | 5 | 8020205+5 | Yes
45047 | Mountain Top Suburban Improvement District No. 66 of Garland County, AR | Un. Trib./Mill Creek | 0 |  | 2C | Garland | 0.048 | 10 | 15 | 5 | 2 |  |  | 10 | 15 | 10 | 5.2 | 2 |  |  | 4 | <10 | Modeling analysis dated 5/12/2020. | 120316 | 891102 | 900508 | 140113 | 140327 | 8040203 | 19 | 8040203+19 | no
34258 | Village Wastewater Company, Inc. | Little Sugar Creek | 13.2 |  | 3J | Benton | 0.9 | 20 | 20 | 8 | 6 | 1 |  | 20 | 20 | 8 | 8 | 2 | 1 |  | 3 | 118 | Modeling analysis dated 3/12/2021 also includes Bentonville (AR0022403). | 100416 | 91230 | 100203 | 101015 | 101209 | 11070208 | 3 | 11070208+3 | Yes, by Missouri | TP: 1.0 mg/l and 7.5 lb/day TN: Report
47121 | Vilonia | Cypress Bayou | 0 |  | 4D | Faulkner | 0.5 | 15 | 15 | 5 | 4 |  |  | 15 | 15 | 9 | 5.6 | 5 |  |  | 3 | 13 | Modeling analysis dated 4/12/2007 | 140425 | 90309 | 100526 | 151013 | 160413 | 8020301 | 12 | 8020301+12 | Yes | FCB: 3790 Mcol/day (Apr-Sep) FCB: 9480 Mcol/day (Oct-Mar)
AR0052981 | Viola | Big Creek | 0.038 |  | 4F | Fulton | 0.1 | 10 | 15 | 6 | 5 | 2 |  | 10 | 15 | 12 | 4.5 | 3 | 2 |  | 3 | 6.8 | Modeling analysis dated 4/1/2018. | 190704 | n/a | n/a | 200325 | 200416 | 11010006 | 11 | 11010006+11 | #N/A
36544 | Viskase Companies, Inc. | Mississippi River | 107000 |  | 6C | Mississippi | 1.49 | 400 lb/day (BOD5) |  | 650 lb/day | 2 |  |  | Year-round | [6 empty] | 3 | >10 | *Limits shown for BOD5 and NH3-N are from a modeling analysis dated 8/7/2024. | 221030 | 220602 | 220629 | 240701 | 171102 | 8010100 | 10 | 8010100+10 | #VALUE!
39896 | Wabbaseka | Lateral No. 2/Bradley Slough | 0 |  | 3A | Jefferson | 0.1 | 15 | 20 | 3 | 5 |  | 0.011 | 15 | 20 | 10 | 5.2 | 5 |  | 0.011 | 3 | 2.43 | Modeling analysis dated 10/19/2021. | 220403 | 100305 | 100319 | 240701 | 240802 | 8020401 | 307 | 8020401+307 | #VALUE!
51829 | Bilby Veterinary, Inc. - Waggin' Wheel Vet Clinic | Un. Trib./Little Glazypeau Creek | 0 |  | 2F | Garland | 0.002 | 10 | 15 | 14.7 | 2 |  |  | 10 | 15 | 14.7 | 5.2 | 6 |  |  | 3 | 0.04 | Modeling analysis dated 1/20/2016 also includes O'Brien Pizza Pub (AR0045829). | 110109 | 101202 | Default | 140113 | 140327 | 8040102 | 9 | 8040102+9 | #VALUE!
43508 | Waldo | Un. Trib./Big Creek | 0 |  | 1A | Columbia | 0.35 | 20 | 20 | 5 | 4 |  | 0.011 | 20 | 20 | 10 | 6.1 | 4.8 |  | 0.011 | 3 | 7 | Modeling analysis dated 9/22/2022. | 221211 | 221024 | 221129 | 240701 | 240802 | 11140203 | 923 | 11140203+923 | yes | Total Lead: 0.0079 lb/day and 2.67 ug/L.
35769 | Waldron | Unnamed trib/Poteau Riv | 0 |  | 3I | Scott | 0.85 | 15 | 15 | 5 | 5 | 1 |  | 15 | 15 | 8 | 5.6 | 6 | 1 |  | 5 | <10 | Modeling analysis dated 10/29/2020 also includes Tyson-Waldron (AR0038482) | 100825 | 201105 | 201202 | 170920 | 171102 | 11110105 | 831 | 11110105+831 | Yes | Total Copper: 0.065 lb/day and 9.2 ug/l Total Zinc: 0.606 lb/day and 85.5 ug/l Total Phosphorus: 7.09 lb/day and 1.0 mg/l
50733 | Wal-Mart Stores, Inc. #5433 | Un. Trib./Glazypeau Creek | 0 |  | 2F | Garland | 0.006 | 10 | 15 | 5 | 5 |  | Report | 15 | 20 | 8 | 5.2 | 5 |  | Report | 3 | <10 | Modeling analysis dated 1/20/2022 segmented with AR0045829 (O'Briens Pizza Pub). | 120424 | 61122 | 70517 | 140113 | 140327 | 8040101 | 3 | 8040101+3 | #VALUE!
46566 | Walnut Ridge | Village Creek | 0 |  | 4C | Lawrence | 1.25 | 10 | 15 | 4 | 5 | Report | 1.0 (PAA) | 10 | 15 | 6 | 6 | 6 | Report | 1.0 (PAA) | 3 | 34.6 | Modeling analysis dated 6/1/2021. | 221016 | 210726 | 210816 | 240701 | 240802 | 11010013 | 14 | 11010013+14 | Yes, turbidity only
47554 | Ward | Un. Trib./Four Mile Creek | 0 |  | 4D | Lonoke | 1.45 | 10 | 15 | 2.2 | 3 | Report |  | 10 | 15 | 5 | 2.2 | 5 | Report |  | 3 | 0.22 | Modeling analysis dated 2/22/2019 | 200916 | 190813 | 190906 | 210830 | 210928 | 8020301 | 13 | 8020301+13 | Yes | FCB: 7580 million col/day (May-Sep) FCB: 19000 million col/day (Oct-Apr)
43427 | Warren | Saline River | 13.1 | 42.8 | 2C | Bradley | 2 | 10 | 15 | 4 | 6 |  |  | 10 | 15 | 15 | 8.1 | 5 |  |  | 1 | 2450 | Modeling analysis dated 11/25/2019. | 210106 | 191218 | 191227 | 210830 | 210928 | 8040204 | 2 | 8040204+2 | Yes | Mercury: 0.00085 lb/day (year-round)
AR0052922 | Waste Water Management, Inc. - Homestead at the Gap Subdivision | Un. Trib./Palarm Creek | 0 |  | 3F | Faulkner | 0.072 | 10 | 15 | 7 | 4 | 1 |  | 20 | 30 | 15 | 5.6 | 2 | 1 |  | 3 | 0.14 | Modeling analysis dated 4/4/2022. | 201110 |  |  | 240701 | 240802 | 11110203 | 5 | 11110203+5 | N/A | NO2+NO3-N: 10 mg/l (not TMDL based)
AR0053287 | Waste Water Management, Inc. - Oak Springs Subdivision | Un. Trib./Lake Conway | 0 |  | 3F | Faulkner | 0.04158 | 15 | 20 | 6 | 3 | 1 |  | 15 | 20 | 10 | 5.6 | 5 | 1 |  | 3 | 0.03 | Modeling analysis dated 6/27/2022. | 210527 |  |  | 230206 | 230310 | 11110203 | 4060 | 11110203+4060 | N/A | NO2+NO3-N: 10 mg/l (not TMDL based)
AR0048798 | Henderson Car Wash and Laundromat (Removed from WQMP) | Un. Trib./Norfork Lake | 0 |  | 4F | Baxter | 0.0038 | 50 (COD) | 35 |  |  |  |  | Year-round | [6 empty] | 4 | <10 | Removed facility from WQMP in 2015 Gov Cert because COD and TSS limits are based on BPJ, not WQ. Limits are shown for reference purposes only. | 980507 | 980428 | Default | 151013 | 160413 | 11010006 | 12 | 11010006+12 | #VALUE!
50393 | WVE POA - Waterview Estates WWTP | Mill Bayou/Arkansas River | 0 |  | 3C | Pulaski | 0.02 | 15 | 20 | 5 | 3 |  | 0.011 | 20 | 20 | 10 | 5.6 | 2 |  | 0.011 | 3 | <10 | Modeling analysis dated 5/9/2022. | 230219 | 100804 | 100813 | 240701 | 240802 | 11110207 | 13 | 11110207+13 | #VALUE!
21610 | Watson | Red Fork Bayou | 0 |  | 2A | Desha | 0.09 design flow HCR limits: 40% of upstream flow (May-Oct) 25% of upstream flow (Nov-Apr) | 30 (BOD5) | 90 |  | 2 |  |  | Year-round | [6 empty] | 3 | 1.05 | Modeling analysis dated 10/18/2021. | 101110 | 100927 | 101008 | 140113 | 140327 | 8050002 | 8 | 8050002+8 | #VALUE!
AR0050814 (terminated) | Wattensaw Subdivision WWTF (Horton Homes) | Wattensaw Bayou/White River | 0 |  | 4D | Lonoke | 0.33 | 7 | 15 | 2 | 7 |  |  | 4 | 15 | 2 |  | 8 |  |  | 3 | <10 | Permit terminated in 2011. Removed from WQMP in 2019 Gov Cert. Previous limits shown for reference only. | 71012 | 70807 | 80506 | 190205 | 190308 | 8020301 | 15 | 8020301+15 | #VALUE!
38768 | Wayne Farms | Petit Jean River | 0.6 | 1.93 | 3G | Yell | 1.3 | 10 | 15 | 2 | 6 |  |  | 16 (BOD5) | 20 | 4 | 4 | 3 |  |  | 3 | 793 | Modeling analysis dated 4/3/2019 also includes City of Danville (AR0022241). | 111123 | 110919 | 111114 | 140113 | 140327 | 11110204 | 3 | 11110204+3 | #VALUE!
20354 | Weiner, City of | Un. Trib./Bayou DeView | 0 |  | 4B | Poinsett | 0.6 | 15 | 20 | 6 | 6 |  | 0.011 | 15 | 20 | 6 | 5.2 | 6 |  | 0.011 | 3 | <10 | Modeling analysis dated 8/7/2018. | 240901 | 240117 | 240215 | 190205 | 190308 | 8020302 | 7 | 8020302+7 | #VALUE! |  | TRC limit added.
AR0022373 (terminated) | West Fork | West Fork/White River | 0 |  | 4K | Washington | 0.1 | 10 | 15 | 5 | 6 |  |  | 20 | 20 | 10 |  | 6 |  |  | 3 | 45 | Permit terminated in 2023. Limits shown for reference purposes only. | 70209 | 61122 | 70517 | 70316 |  |  |  | + | #VALUE!
22021 | West Helena | Mississippi River | 102000 |  | 6B | Phillips | 1.2 | 25 | 90 | 15 | 2 |  |  | Year-round | [6 empty] | 3 | >100 | Modeling analysis dated 7/2/2024 replaced 1986 model and includes Helena (AR0043389). | 860830 | 240702 | 240705 | 140113 | 140327 | 8020100 | 3 | 8020100+3 | #VALUE!
22039 | West Memphis | Mississippi River | 119000 |  | 6C | Crittenden | 12 | 30 (BOD5) | 30 |  | 2 |  |  | Year-round | [6 empty] | 3 | >>100 | Model dated 5/25/2022 includes Marion, Memphis North, Memphis South, Ciba Corp. | 221218 | 220906 | 221013 | 240701 | 240802 | 8010100 | 31 | 8010100+31 | #VALUE!
45403 | TA Operating, LLC - Earle Travel Center | Un. Trib./Ditch No. 22 | 0 |  | 5A | St. Francis | 0.03 | 20 | 20 | 5 | 3 |  | 0.011 | 20 | 20 | 12 | 5.2 | 2 |  | 0.011 | 3 | <10 | Modeling analysis dated 5/12/2016. | 230521 | 900525 | 910612 | 240701 | 240802 | 8020203 | 7 | 8020203+7 | #VALUE!
AR0043940 (terminated) | West Side School District #4 | Un. Trib./Greers Ferry Lake | 0 |  | 4E | Cleburne | 0.014 | 10 | 15 | 5 | 2 |  |  | 10 | 15 | 10 | 5.3 | 2 |  |  | 4 | <10 | Permit terminated in 2022. Previous limits shown for reference only. | 90715 | 90626 | 91029 | 170920 | 171102 | 11010014 | 15 | 11010014+15 | #VALUE!
41629 | Westside Consolidated School District No. 5 | Un. Trib./Bayou DeView | 0 |  | 4B | Craighead | 0.03 | 10 | 15 | 5 | 5 |  | 0.011 | 10 | 15 | 10 | 5.2 | 5 |  | 0.011 | 4 | <10 | Modeling analysis dated 2/21/2018. | 240211 | 880211 | 880510 | 240701 | 240802 | 8020302 | 9 | 8020302+9 | #VALUE!
51799 | Westbrook Development, LLC - Dollar General | Un. Trib./Bayou Meto | 0 |  | 3B | Lonoke | 0.0005 | 10 | 15 | 5 | 2 |  |  | 10 | 15 | 10 | 5.2 | 5 |  |  |  | <10 | New in 2010. | 100819 | 100917 | 100924 | 140113 | 140327 | 8020402 | 7 | 8020402+7 | #VALUE!
48488 | Western Lawrence Co. WWTP | Un. Trib./Strawberry R. | 0 |  | 4G | Lawrence | 0.143 | 10 | 15 | 5 | 2 |  | 0.011 | 10 | 15 | 10 | 5.2 | 3 |  | 0.011 | 4 | 0.57 | Modeling analysis dated 3/3/2020. | 200902 | 200427 | 200506 | 210830 | 210928 | 11010012 | 2 | 11010012+2 | #VALUE!
44172 | Westwood Village Sewer Facilities Board | Lake Hamilton | na | na | 2F | Garland | 0.02 | 10 | 15 | 5 | 5 | 1 |  | 10 | 15 | 10 | 5.2 | 5 | 1 |  | 4 | 1.16 | WQMP Summary dated 12/13/2021. | 210213 | 890925 | 100813 | 230206 | 230310 | 8040101 | 4020 | 8040101+4020 | #VALUE!
AR0002917 (terminated) | Weyerhaeuser-Dierks (outfall 002) | Holly Creek | 0 |  | 1C | Howard | 0.053 (May-Oct) 0.158 (Nov-Apr) | 15 (BOD5) | 35 |  | 3 |  |  | 21 (BOD5) | 35 |  |  | 3 |  |  | 3 | 20 | Modeling analysis dated 2/13/2018. Permit terminated and facility removed from WQMP in 2023. Limits shown for reference purposes. | 180926 | 180215 | 180413 | 190205 | 190308 | 11140109 | 13 | 11140109+13 | Yes | Outfalls 002, 003, 004 combined: E. Coli: 86,500 million col/day (Oct-Mar) E. Coli: 17,300 million col/day (Apr-Sep)
| Weyerhaeuser-Dierks (outfall 003) | [5 empty] | 0.220 (May-Oct) 0.852 (Nov-Apr) | 15 (BOD5) | 35 |  | 3 |  |  | 21 (BOD5) | 35 |  |  | 4 | [5 empty] | 180926 | 180215 | 180413 | 190205 | 190308 | 11140109 | 13
| Weyerhaeuser-Dierks (outfall 004) | [5 empty] | 2.23 cfs maximum when Holly Creek is ≥10 cfs and <100 cfs. 11 cfs maximum when Holly Creek ≥100 cfs. | Report (COD) | Report |  |  |  |  | Report (COD) | Report | [5 empty] | 3 | 20 |  | 151008 | 180215 | 150911 | 190205 | 190308 | 11140109 | 13
43923 | Weyerhaeuser NR Co.-Emerson Division (Outfall 001) | Un. Ditch/North Cypress Creek | 0 |  | 1A | Columbia | 0.0115 | 10 | 15 | 5 | 2 |  |  | 10 | 15 | 10 | 5 | 5 |  |  | 4 | <10 | Modeling analysis for Outfall 001 dated 10/15/2020. | 100810 | 100520 | 100630 | 101015 | 101209 | 11140203 | 19 | 11140203+19 | #VALUE!
AR0000833 (terminated) | Weyerhaeuser-Mt.Pine | Glazypeau Creek |  |  | 2F | Garland | HCR* | 50 mg/l BOD5 daily max |  |  | 6 |  |  | Year-round HCR as % of Qs* (Qs = Upstream Flow) |  |  |  | 6 |  |  | 5 |  | Removed from WQMP. Limits are shown for reference purposes only. Permit terminated on 8/13/2012. | 80915 | 80801 | Default | 190205 | 190308 | 8040101 | 9 | 8040101+9 | #VALUE!
2909 | Weyerhauser NR - Dequeen | Bear Creek | 0 |  | 1C | Sevier | 0 MGD when Qs < 0.96 cfs 0.216 MGD when Qs < 6.5 cfs 0.404 MGD when Qs ≥ 6.5 cfs | 20.0 (BOD5) | 40 |  | 2 |  |  | Year-round | [6 empty] | 1 | 40.7 | Model dated 7/16/2019 includes City of DeQueen (AR0021733). | 90514 | 190813 | 190906 | 91231 | 140616 | 11140109 | 925 | 11140109+925 | #VALUE!
36315 | Wheatley | Big Creek (a.k.a. Flat Fork Creek) | 0 |  | 4A | St. Francis | 0.15 | No Discharge Allowed May - October | [5 empty] | 30 (BOD5) | 90 |  |  | 3 |  |  | 3 | 75 | Modeling analysis dated 10/29/2018. | 900127 | 181220 | 190222 | 140113 | 140327 | 8020304 | 10 | 8020304+10 | #VALUE!
AR0053333 | White County Central School District | Owl Creek | 0 |  | 4E | White | 0.015 | 15 | 20 | 7 | 3 |  |  | 20 | 30 | 14 | 5.6 | 5 |  |  | 3 | 0.8 | Modeling analysis dated 5/7/2019. | 230618 |  |  | 240701 | 240802 | 11010014 | 8 | 11010014+8 | #N/A
51063 | Widener | St. Francis River | 74.3 |  | 5A | St. Francis | 0.06 | 30 (BOD5) | 90 |  | 2 |  |  | Year-round | [6 empty] | 3 | >100 | Modeling analysis dated 11/22/2019 includes Madison (AR0037893) and Widener (AR0051063). | 81215 | 191218 | 191227 | 91231 | 140616 | 8020203 | 8 | 8020203+8 | #VALUE!
44733 | Cedarwood Leisure Park, LLC | Cedarwood Tributary/ECC Tributary | 0 |  | 2D | Union | 0.0315 | 20 | 30 | 2.44 | 3 |  |  | 20 | 30 | 13 | 2.44 | 2 |  |  | 3 | <10 | Flow increase from 0.025 MGD | 100820 | 100927 | 101008 | 151013 | 160413 | 8040201 | 606 | 8040201+606 | Yes | NH3: 0.63 lb/day and 2.44 mg/l (April-October) Chlorides: 18 lb/day and 70 mg/l (year-round) Sulfates: 12 lb/day and 45 mg/l (year-round) TDS: 129 lb/day and 500 mg/l (year-round)
AR0044105 | Arauco North America (Outfall 003) | Un. Trib./Big Creek | 0 |  | 2C | Hot Spring | Variable | 70 mg/l BOD5 Daily Max. | 105 mg/l TSS Daily Max. |  | 2 |  |  | Year-round | [6 empty] | 3 |  | Storm water discharge dependant upon rainfall | 100917 | 961212 | 970305 | 140113 | 140327 | 8040203 | 3536 | 8040203+3536 | #VALUE!
AR0044105 | Arauco North America (Outfall 001) | Un. Trib./Big Creek | 0 |  | 2C | Hot Spring | Variable | 10 | 35 | 5 | 3 |  |  | 10 | 35 | 2 | 2 | 6 |  |  | 3 | 0.49 | Modeling analysis dated 3/17/2021 and January 2021 hydrological flow study. | 211219 | 210524 | 210623 | 230206 | 230310 | 8040203 | 24 | 8040203+24 | #N/A
AR0049182 (terminated) | William R. Gaunt | Unnamed Lake | na |  | 2E | Union | 0.0012 | 10 | 15 | 5 |  |  |  | 10 | 15 | 10 |  |  |  |  | 4 |  |  | 1005 | 913 | 1106 | 140113 | 140327 |  |  | + | #VALUE!
AR0040096 | Wilmar | Flat Branch | 0 |  | 2C | Drew | 0.1 | 20 | 20 | 6 | 3 |  |  | 20 | 20 | 12 | 6.1 | 3 |  |  | 3 | 1.63 | Modeling analysis dated 6/25/2018. | 100915 | 100426 | 100519 | 140113 | 140327 | 8040204 | 2 | 8040204+2 | #VALUE!
50989 | Wilmot | Bayou Bartholomew | 5.49 |  | 2B | Ashley | 0.165 | 30 (BOD5) | 90 |  | 2 |  |  | Year-round | [6 empty] | 3 | 1170 | Segmented model dated 1/10/2013 includes Parkdale, Portland, and Wilmot. See 34371S_C.SMP and 34371S_P.SMP. | 131207 | 150429 | 150508 | 151013 | 160413 | 8040205 | 1 | 8040205+1 | Yes | Chloride: 73 lb/day Sulfate: 56.5 lb/day TDS: 446.2 lb/day
22314 | Wilson | Island Chute 35 of Miss. River | 31 |  | 6C | Mississippi | 0.39 | 30 (BOD5) | 90 |  | 2 |  |  | Year-round | [6 empty] | 3 |  | Modeling analysis dated 3/31/2020. | 90716 | 191011 | 191031 | 210830 | 210928 | 8010100 | 29 | 8010100+29 | #VALUE!
AR0040886 | Wilton | Un. Trib./Lick Creek | 0 |  | 1C | Little River | 0.09 | 15 | 15 | 5 | 5 |  |  | 20 | 20 | 12 | 6.1 | 3 |  |  | 3 |  | Modeling analysis dated 9/21/2021. | 110713 | 900525 | 910612 | 140113 | 140327 | 11140109 | 916 | 11140109+916 | #VALUE!
AR0052621 (terminated) | Waste Water Management, Inc. - Woodsland Edge Subdivision | Un.trib./Little Creek | 0 |  | 3F | Faulkner | 0.03 | 15 | 20 | 8 | 3 | Report |  | 15 | 20 | 15 | 10 | 3 | Report |  | 3 | 1.5 | Removed from WQMP. Limits are shown for reference purposes only. Permit terminated on 11/7/2016 because they connected to Conway Corp. | 160427 |  |  | 190205 | 190308 | 11110203 | 1527 | 11110203+1527 | #VALUE!
48569 | Woodlawn School District #6 | Un. Trib./Hudgin Creek | 0 |  | 2C | Cleveland | 0.008 | 15 | 20 | 5 | 3 |  | 0.011 | 20 | 20 | 12 | 6.1 | 2 |  | 0.011 | 3 | <10 | Modeling analysis dated 7/19/2018. | 240421 | 71010 | 80506 | 140113 | 140327 | 8040204 | 3 | 8040204+3 | #VALUE! |  | TRC limit added.
AR0051021 | Wrightsville | Fourche Bayou at its confluence with Arkansas River | 819 | 1440 | 3C | Pulaski | 0.47 | 30* | 90 |  | 2 |  |  | Year-round | [6 empty] | 3 |  | Segmented modeling analysis dated 7/15/2016. | 170824 | 160720 | 160811 | 151013 | 160413 | 11110207 | 7 | 11110207+7 | #VALUE!
AR0021903 | Wynne | Un. Trib/Williams Creek | 0 |  | 5B | Cross | 2.76 | 12 | 15 | 2.1 | 7 |  |  | 12 | 15 | 5 | 2.1 | 6 |  |  | 3 | <10 | Model analysis dated 1/3/2018. | 180601 | 180215 | 180413 | 190205 | 190308 | 8020205 | 901 | 8020205+901 | Yes | FCB: 1.045 E+11 col/day
AR0034037 | Yellville | Crooked Creek | 0 |  | 4I | Marion | 0.75 | 10 | 15 | 1 | 6.2 |  |  | 10 | 15 | 5 | 3.9 | 6 |  |  | 3 | 425 | Modeling analysis dated 12/21/2020. The receiving stream is considered a losing stream segment. | 210218 | 210105 | 210121 | 210830 | 210928 | 11010003 | 48 | 11010003+48 | #VALUE!
AR0045471 | Youth Home Inc. | McHenry Creek | 0 |  | 3C | Pulaski | 0.015 | 15 | 20 | 5 | 3 |  | 0.011 | 20 | 20 | 12 | 5.2 | 2 |  | 0.011 | 3 | <10 | Modeling analysis dated 2/1/2022 (see 50521S_C.smp and 50521S_P.smp) includes Youth Home (45471), Lockridge Estates (50521) and Humane Society (49051). | 220724 | n/a | n/a | 230206 | 230310 | 11110207 | 724 | 11110207+724 | #VALUE!
AR0050156 | Gilani El Paso Properties LLC - El Paso Exxon Food Mart | Un. Trib./Little Cypress Creek | 0 |  | 4D | White | 0.005 | 20 | 20 | 5 | 2 |  | 0.011 | 20 | 20 | 12 | 12 | 2 |  | 0.011 | 3 | <10 | Modeling analysis dated 2/26/2017 includes AR0049301 and AR0050156. | 220918 | n/a | n/a | 170920 | 171102 | 8020301 | 1701 | 8020301+1701 | #N/A
ARR040009 | City of Bentonville (MS4) | Town Branch | [20 empty] | Wasteload Allocation from ARR040000 is listed under TMDL limits column. | 230723 |  |  |  |  | 11070208 | 901 |  | Yes | TP: 11.0 lb/day (year-round) | Facility and TMDL limits added.
ARR040010 | City of Fayetteville (MS4) | Clear Creek | [20 empty] | Wasteload Allocation from ARR040000 is listed under TMDL limits column. | 230723 |  |  |  |  | 11110103 | 29 |  | Yes | FCB: 1.09E+11 cfu/day (May-Sep) FCB: 5.43E+11 cfu/day (Oct-Apr) E.coli: 1.12E+11 cfu/day (May-Sep) E.coli: 5.59E+11 cfu/day (Oct-Apr) | Facility and TMDL limits added.
ARR040012 | Jefferson County (MS4) | Saline River | [20 empty] | Wasteload Allocation from ARR040000 is listed under TMDL limits column. | 230723 |  |  |  |  | 8040204 | 6 |  | Yes | TDS: 321.3 lb/day (year-round) | Facility and TMDL limits added.
ARR040013 | City of Cabot (MS4) | Cypress Bayou | [20 empty] | Wasteload Allocation from ARR040000 is listed under TMDL limits column. | 230723 |  |  |  |  | 08020301 08020301 08020301 | 010 011 012 |  | Yes | FCB: 1.40E+10 cfu/day (May-Sep) FCB: 7.20E+10 cfu/day (Oct-Apr) E.coli: 1.43E+10 cfu/day (May-Sep) E.coli: 7.16E+10 cfu/day (Oct-Apr) | Facility and TMDL limits added.
ARR040024 | Pulaski County (MS4)
ARR040019 | City of Springdale (MS4) | Clear Creek | [20 empty] | Wasteload Allocation from ARR040000 is listed under TMDL limits column. | 230723 |  |  |  |  | 11110103 | 29 |  | Yes | FCB: 5.25E+10 cfu/day (May-Sep) FCB: 2.62E+11 cfu/day (Oct-Apr) E.coli: 5.38E+10 cfu/day (May-Sep) E.coli: 2.70E+11 cfu/day (Oct-Apr) | Facility and TMDL limits added.
ARR040023 | Washington County (MS4) | Clear Creek | [20 empty] | Wasteload Allocation from ARR040000 is listed under TMDL limits column. | 230723 |  |  |  |  | 11110103 | 29 |  | Yes | FCB: 4.65E+10 cfu/day (May-Sep) FCB: 2.32E+11 cfu/day (Oct-Apr) E.coli: 4.77E+10 cfu/day (May-Sep) E.coli: 2.39E+11 cfu/day (Oct-Apr) | Facility and TMDL limits added.
ARR040025 | City of West Memphis (MS4) | Blackfish Bayou | [20 empty] | Wasteload Allocation from ARR040000 is listed under TMDL limits column. | 230723 |  |  |  |  | 08020203 08020203 08020203 | 003 005 007 |  | Yes | TSS: 70,000 lb/day (year-round) | Facility and TMDL limits added.
ARR040040 | City of Marion (MS4)
ARR040038 | City of Johnson (MS4) | Clear Creek | [20 empty] | Wasteload Allocation from ARR040000 is listed under TMDL limits column. | 230723 |  |  |  |  | 11110103 | 29 |  | Yes | FCB: 1.60E+10 cfu/day (May-Sep) FCB: 8.00E+10 cfu/day (Oct-Apr) E.coli: 1.64E+10 cfu/day (May-Sep) E.coli: 8.24E+10 cfu/day (Oct-Apr) | Facility and TMDL limits added.
ARR040043 | City of Benton (MS4) | Saline River | [20 empty] | Wasteload Allocation from ARR040000 is listed under TMDL limits column. | 230723 |  |  |  |  | 08040203 08040203 08040203 | 610 913 914 |  | Yes | TDS: 8,980.2 lb/day (year-round) | Facility and TMDL limits added.
Note on B762: Byrum, Shane: Kai routed through final 208 review on 6/27/2022. As of that date, he hasn't received ADH approval for revised outfall location. Do not GOV CERT until receiving ADH approval.
Note on C195: Byrum, Shane: losing stream
Note on C301: Christopher Roberts: Corrected from Bill's Bayou in 2010.
Note on C315: cotter: Railroad Hollow Creek-no fishable/swimable uses & year-round DO of 2 mg/L. (Reg. 2)
Note on C366: Amy Cotter: TMDL on L. Strawberry R.
Note on C367: Amy Cotter: TMDL on Strawberry R.
Note on C458: Christopher Roberts: ADEQ management has decided that the unnamed ditch is not a Water of the State.
Note on C787: Christopher Roberts: considered to be part of the "ELCC tributary" in the TMDL
Note on D55: Byrum, Shane: StreamStats
Note on D63: Shane Byrum (adpce.ad): 7Q10 is for S. Fork Caddo from USGS Streamstats.
Note on D78: Byrum, Shane: 7Q10 based on USGS Station 07077500
Note on D96: Byrum, Shane: From 1987 UAA/Stream Assimilative Capacity Study by FTN.
Note on D126: Byrum, Shane: Based on StreamStats at outfall location.
Note on D175: Byrum, Shane: due to very short distance of tributary (<200 ft), limits are based on discharge to White River
Note on D179: Byrum, Shane: StreamStats
Note on D185: Byrum, Shane: USGS Station 07362100, located upstream of City of Smackover outfall.
Note on D186: Byrum, Shane: See WQMP summary sheet dated 7/2/2017 for derivation of this value.
Note on D225: Byrum, Shane: Based on StreamStats
Note on D228: Byrum, Shane: estimated using ratio of watershed areas and published 7Q10 of nearby gauged site for USGS 07047600.
Note on D256: Byrum, Shane: from USGS Station 07046600 in scientific investigation report 5065-2008.
Note on D298: Byrum, Shane: This is 7Q10 for Ouachita River used in TMDL/WLA modeling by AquAeTer dated April 1999 and technically accepted by EPA on 6/14/2002.
Note on D325: Chris Roberts: from November 15, 1990 modeling report
Note on D326: Byrum, Shane: USGS Streamstats
Note on D338: Byrum, Shane: previously estimated at 1.1 cfs from 1982 stream study. 3.82 cfs based on USGS StreamStats analysis dated 2/4/2015.
Note on D341: Byrum, Shane: USGS StreamStats
Note on D345: Byrum, Shane: USGS SIR 2008-5065, page 78.
Note on D350: Shane Byrum (adpce.ad): USGS Station 07049500 on page 65 of SIR 2008-5065.
Note on D370: Byrum, Shane: from streamstats
Note on D371: Shane Byrum (adpce.ad): USGS letter to Hot Springs dated 7/25/2019.
Note on D471: Christopher Roberts: Minimum upstream flow of 20 cfs required before discharge is allowed.
Note on D472: Christopher Roberts: Minimum upstream flow of 58 cfs required before discharge is allowed.
Note on D478: Byrum, Shane: From Arkansas Geological Commission map for USGS Station 07077950.
Note on D585: Byrum, Shane: USGS Station 07262500
Note on D601: Byrum, Shane: ratio of drainage area used to estimate 7Q10 at this location.
Note on D618: Byrum, Shane: Upstream flow used in WLA model was 6.09 cfs based on hydrologic study.
Note on D639: Byrum, Shane: from StreamStats
Note on D673: Byrum, Shane: USGS Station 07077800, page 82 of USGS Report 2008-5065.
Note on D747: Byrum, Shane: Calculated using published 7Q10 of USGS 07047942 (2.21 cfs) and ratio of watershed area of outfall and gaged site.
Note on D749: Byrum, Shane: Based on USGS StreamStats
Note on D751: Shane Byrum (adpce.ad): calculated from published 7Q10 at downstream station and watershed ratio method.
Note on D793: Byrum, Shane: Based on 10/1/2004 modeling analysis.
Note on E55: Byrum, Shane: StreamStats
Note on E96: Byrum, Shane: from 1987 UAA/Stream Assimilative Capacity Study by FTN.
Note on E185: Byrum, Shane: USGS Station 07362100, located upstream of City of Smackover outfall.
Note on E288: Byrum, Shane: Nov-April 7Q10 listed in 2008 USGS report for station 07250550.
Note on E326: Byrum, Shane: USGS StreamStats
Note on E335: Byrum, Shane: primary season flow used in modeling
Note on E345: Byrum, Shane: USGS SIR 2008-5065, page 78.
Note on E346: Byrum, Shane: upstream flow must be greater than or equal to 90 cfs before discharge from 003 is allowed.
Note on E370: Byrum, Shane: from streamstats
Note on E585: Byrum, Shane: USGS Station 07262500
Note on E639: Byrum, Shane: from StreamStats
Note on E664: Byrum, Shane: Based on seasonal runoff from 16 sq mi watershed from 1987 modeling analysis. This is more stringent than using 1 minus design flow as allowed by Reg. 2.
Note on E747: Byrum, Shane: Calculated using published 7Q10 of USGS 07047942 (4.86 cfs) and ratio of watershed area of outfall and gaged site.
Note on G178: Christopher Roberts: The school is in Franklin Co., but the outfall & treatment system are in Logan Co.
Note on G359: Christopher Roberts: The facility is in Carroll Co. AR, but the outfall is in Barry Co. Missouri.
Note on G616: Christopher Roberts: The outfall is in Pulaski Co.
Note on H9: Christopher Roberts: 0.0075 each for Outfalls 001 & 002
Note on H11: Byrum, Shane: Previously listed as 0.2 mgd. Changed to 0.4 mgd (2 outfalls with 0.2 mgd each).
Note on H13: Byrum, Shane: This is from TMDL report, which was highest monthly average flow reported over the two years prior to TMDL being drafted.
Note on H126: Byrum, Shane: design flow increased in 2015 from 0.041 to 0.091 mgd.
Note on H140: Byrum, Shane: Highest monthly average flows reported over past 2 years in 2022 permit renewal.
Note on H150: Byrum, Shane: This is the design flow of treatment system.
Note on H151: Byrum, Shane: highest monthly average flow past 2 years.
Note on H162: Byrum, Shane: this is flow that TMDL limit for Lead was calculated from.
Note on H165: Byrum, Shane: modeled at 0.36 mgd
Note on H171: Byrum, Shane: Design flow changed from 0.009 to 0.055 mgd in 2012 modification based on installation of new treatment plant.
Note on H172: Christopher Roberts: High monthly avg. flow in two years prior to permit renewal.
Note on H178: Christopher Roberts: Dropped from .009 to 0.0085 w/ 2009 renewal.
Note on H260: Byrum, Shane: Design flow was previously 0.007 mgd. Construction permit for new treatment system issued in 2014 which reduced design flow to 0.0025 mgd.
Note on H320: Byrum, Shane: Design flow increase from 0.62 to 0.98 in 2013.
Note on H388: Shane Byrum (adpce.ad): modeled flow is 0.15 mgd.
Note on H457: Shane Byrum (adpce.ad): highest MA past 2 yr
Note on H474: Byrum, Shane: design average flow of treatment system is 1.6 mgd. Daily max discharge flow limit is 4.5 mgd (hydraulic pumping capacity).
Note on H502: Byrum, Shane: Design Flow of the plant is 7.2 MGD.
Note on H618: Byrum, Shane: 1 cfs used in WLA model based on ratio of upstream/effluent from hydro study.
Note on I44: cotter: BOD5
Note on I150: Byrum, Shane: Tech-based limit is 120 mg/l. WQ-based limit is greater than 120 mg/l.
Note on I166: Christopher Roberts: BOD5 not CBOD5
Note on I167: Christopher Roberts: BOD5 not CBOD5
Note on I172: Christopher Roberts: BOD5
Note on I218: Byrum, Shane: Reg. 6.401(A)
Note on I226: Byrum, Shane: This is technology-based permit limit derived from combined wastestream calculation, and is more stringent than value included in WQ model.
Note on I254: cotter: BOD5
Note on I255: Christopher Roberts: These are BPJ (i.e., "tech-based") limits. They are not WQ-based limits.
Note on I454: cotter: BOD5
Note on I466: Christopher Roberts: COD limit of 50 mg/L
Note on I579: cotter: BOD5
Note on I600: cotter: BOD5
Note on I662: cotter: BOD5
Note on I712: Christopher Roberts: Tech-based limit for BOD5
Note on I713: Byrum, Shane: This is Tech-based limit which is more stringent than WQ-based limit from modeling analysis.
Note on I721: Christopher Roberts: Same limits at each of the three outfalls.
Note on J54: Byrum, Shane: Permit contains technology-based limit for TSS of 50 mg/L daily maximum.
Note on J150: Christopher Roberts: TSS is tech-based, no WQ-based limit
Note on J218: Byrum, Shane: Reg. 6.401(A)
Note on J226: Byrum, Shane: This is technology-based permit limit from ELG adjusted using combined wastestream calculation.
Note on J466: Christopher Roberts: Daily Max. limit of 70 mg/L but no Monthly Avg. limit.
Note on J713: Byrum, Shane: This is Tech-based limit which is more stringent than WQ-based limit from modeling analysis.
Note on K218: Byrum, Shane: Reg. 6.401(A)
Note on K226: Byrum, Shane: This is technology-based permit limit and was included in WQ model to verify compliance with WQ.
Note on K713: Byrum, Shane: This is Tech-based limit which is more stringent than WQ-based limit from modeling analysis.
Note on K787: Christopher Roberts: from table F.2 in the TMDL for this reach
Note on L114: Byrum, Shane: Also limited to 10 lb/day (minimum) based on TMDL.
Note on L218: Byrum, Shane: WQS for lakes
Note on M186: Byrum, Shane: Derived using concentration of 1 mg/L and design flow.
Note on M359: Byrum, Shane: TP mass limit based on 0.5 mg/L and design flow.
Note on M417: Byrum, Shane: see WQMP summary package for derivation of this limit.
Note on M437: Byrum, Shane: Based on 12/18/2003 Statement of Joint Principles and Actions between AR and OK.
Note on M520: Byrum, Shane: TP limit is based on BPJ, and required by EPA's objection letter dated 4/3/2009.
Note on M563: Byrum, Shane: 12-month rolling average
Note on N542: Byrum, Shane: site specific study derived limit.
Note on N543: Byrum, Shane: site specific study derived limit.
Note on O132: cotter: BOD5
Note on O172: Christopher Roberts: BOD5
Note on O218: Byrum, Shane: Reg. 6.401(A)
Note on O357: cotter: BOD5
Note on O466: Christopher Roberts: COD limit of 50 mg/L
Note on O662: cotter: BOD5
Note on O712: Christopher Roberts: TBEL for BOD5
Note on O713: Byrum, Shane: This is Tech-based limit which is more stringent than WQ-based limit from modeling analysis.
Note on P54: Byrum, Shane: Permit contains technology-based limit for TSS of 50 mg/L daily maximum.
Note on P218: Byrum, Shane: Reg. 6.401(A)
Note on P466: Christopher Roberts: Daily Max. limit of 70 mg/L but no Monthly Avg. limit.
Note on P713: Byrum, Shane: This is Tech-based limit which is more stringent than WQ-based limit from modeling analysis.
Note on Q218: Byrum, Shane: Reg. 6.401(A)
Note on Q713: Byrum, Shane: This is Tech-based limit which is more stringent than WQ-based limit from modeling analysis.
Note on R11: Byrum, Shane: April NH3 limit is based on stream modeling, not toxicity
Note on R218: Byrum, Shane: Toxicity-based.
Note on R578: Amy Cotter: Toxicity limit.
Note on R707: Byrum, Shane: Monthly average revised from 10.1 to 14.9 mg/l in 2015 renewal based on corrected toxicity calculations.
Note on R713: Byrum, Shane: This is Tech-based limit which is more stringent than WQ-based limit from modeling analysis.
Note on R787: Christopher Roberts: from table F.2 in the TMDL for this reach
Note on S218: Byrum, Shane: WQS for lakes
Note on T186: Byrum, Shane: Derived using concentration of 1 mg/L and design flow.
Note on T359: Byrum, Shane: TP mass limit based on 0.5 mg/L and design flow.
Note on T437: Byrum, Shane: Based on 12/18/2003 Statement of Joint Principles and Actions between AR and OK.
Note on T520: Byrum, Shane: TP limit is based on BPJ, and required by EPA's objection letter dated 4/3/2009.
Note on T563: Byrum, Shane: 12-month rolling average
Note on V423: Christopher Roberts: There is a UAA specifying a DO standard of 2.0 mg/L in Little Lake Bayou.
Note on W157: Byrum, Shane: drainage area listed is for unnamed tributary of Current River. Current river has DA of about 2600 at this location.
Note on W182: Byrum, Shane: Drainage area of White River at Beaver, AR from USGS Station No. 07050000.
Note on W664: Christopher Roberts: 1987 Study
Note on X21: Byrum, Shane: Word version of model is located in: E:/staff/byrum/WQMP stuff/AR0044725_WQMP Summary_20191205
Note on X58: Shane Byrum (adpce.ad): This model contains end results of Whig Creek model. The whig creek model was updated with higher flows from Russellville. The Arkansas River model needs to be updated at next renewal for this facility.
Note on X130: Byrum, Shane: Word version of model is located in: E:/staff/byrum/WQMP stuff/AR0044725_WQMP Summary_20191205
Note on X160: Byrum, Shane: Word version of model is located in: E:/staff/byrum/WQMP stuff/AR0044725_WQMP Summary_20191205
Note on X193: Shane Byrum (adpce.ad): This model contains end results of Whig Creek model. The whig creek model was updated with higher flows from Russellville. The Arkansas River model needs to be updated at next renewal for this facility.
Note on X561: Shane Byrum (adpce.ad): This model contains end results of Whig Creek model. The whig creek model was updated with higher flows from Russellville. The Arkansas River model needs to be updated at next renewal for this facility.
Note on X713: Shane Byrum (adpce.ad): This model contains end results of Whig Creek model. The whig creek model was updated with higher flows from Russellville. The Arkansas River model needs to be updated at next renewal for this facility.
Note on Y14: Shane Byrum (adpce.ad): previous PN 9/10/2020.
Note on Y16: Shane Byrum (adpce.ad): previous PN 3/23/2013
Note on Y18: Shane Byrum (adpce.ad): previous PN 3/22/2020
Note on Y25: Shane Byrum (adpce.ad): previous PN 9/16/2015.
Note on Y30: Shane Byrum (adpce.ad): previous PN 11/4/2018
Note on Y35: Shane Byrum (adpce.ad): previous PN 4/28/17.
Note on Y39: Shane Byrum (adpce.ad): previous PN 7/15/2008
Note on Y44: Shane Byrum (adpce.ad): previous PN 2/24/2012
Note on Y50: Byrum, Shane: previously PN on 6/13/2012.
Note on Y52: Shane Byrum (adpce.ad): previous PN 1/19/2012
Note on Y53: Byrum, Shane: previous PN 2/15/2011.
Note on Y54: Shane Byrum (adpce.ad): previous PN 7/20/2017
Note on Y57: Byrum, Shane: originally public noticed on 6/12/1992
Note on Y68: Byrum, Shane: previous PN 2/15/2011
Note on Y77: Byrum, Shane: previous PN 6/2/2016.
Note on Y82: Byrum, Shane: Public notice of 208 Plan Update to include revised TMDL limits for TP.
Note on Y101: Shane Byrum (adpce.ad): previous PN 3/20/2013
Note on Y105: Shane Byrum (adpce.ad): previous PN 6/15/2008
Note on Y126: Byrum, Shane: previous PN on 8/8/2013 for NH3 limit for April.
Note on Y134: Byrum, Shane: previous PN on 11/30/2017
Note on Y135: Shane Byrum (adpce.ad): previously PN 3/3/1986.
Note on Y138: Shane Byrum (adpce.ad): previous PN 9/8/2012
Note on Y165: Shane Byrum (adpce.ad): previous PN 10/18/2020
Note on Y172: Christopher Roberts: Modified permit based on PAR sent to PN on 10/10/2010.
Note on Y175: Shane Byrum (adpce.ad): previous PN 4/26/2012
Note on Y187: Shane Byrum (adpce.ad): previous PN 11/17/2019
Note on Y202: Shane Byrum (adpce.ad): previous PN 11/27/1992
Note on Y207: Shane Byrum (adpce.ad): previous PN 9/27/2017
Note on Y211: Shane Byrum (adpce.ad): previous PN 11/16/2016
Note on Y230: Byrum, Shane: Previously public noticed on 3/22/2006. 2013 PN included addition of mercury limit of 0.015 lb/day based on TMDL.
Note on Y266: Byrum, Shane: previously public noticed on 3/16/2005 and 9/26/2012.
Note on Y271: Shane Byrum (adpce.ad): previous PN 4/19/1987
Note on Y273: Byrum, Shane: Facility flow updated in 2007 PN.
Note on Y276: Shane Byrum (adpce.ad): previous PN 6/10/2015
Note on Y304: Shane Byrum (adpce.ad): previous PN 10/11/2008
Note on Y315: Byrum, Shane: previous PN 10/12/2011
Note on Y318: Shane Byrum (adpce.ad): previous PN 2/14/2018
Note on Y320: Byrum, Shane: previous PN on 5/15/2013 and 7/26/2018
Note on Y323: Shane Byrum (adpce.ad): previous PN 5/27/2015
Note on Y332: Shane Byrum (adpce.ad): previous PN 2/22/1987
Note on Y349: Shane Byrum (adpce.ad): previous PN 1/25/2018
Note on Y363: Shane Byrum (adpce.ad): previous PN 2/15/2008
Note on Y366: Shane Byrum (adpce.ad): previous PN 6/5/2013
Note on Y367: Shane Byrum (adpce.ad): previous PN 3/27/2013
Note on Y371: Byrum, Shane previous PN 6/22/2018.
Note on Y376: Shane Byrum (adpce.ad): previous PN 6/15/2008.
Note on Y389: Shane Byrum (adpce.ad): previous PN 7/11/2012.
Note on Y390: Shane Byrum (adpce.ad): previous PN 9/26/2013
Note on Y398: Shane Byrum (adpce.ad): previous PN 3/15/2008
Note on Y418: Shane Byrum (adpce.ad): previous PN 10/15/2008
Note on Y444: Byrum, Shane: previously public noticed on 4/11/2013 and 4/28/2018.
Note on Y447: Shane Byrum (adpce.ad): previous PN 6/21/2013
Note on Y453: Shane Byrum (adpce.ad): previous PN 12/19/2021
Note on Y458: Byrum, Shane: previous PN on 10/15/2010.
Note on Y459: Byrum, Shane: previous PN on 10/14/2008.
Note on Y469: Byrum, Shane: Previous PN 4/12/2017
Note on Y470: Byrum, Shane: previous PN on 5/14/1989.
Note on Y474: Byrum, Shane: previous PN 9/9/2013
Note on Y481: Shane Byrum (adpce.ad): previous PN 11/9/2007
Note on Y504: Shane Byrum (adpce.ad): previous PN 6/13/2012
Note on Y515: Shane Byrum (adpce.ad): previous PN 5/13/2020
Note on Y519: Shane Byrum (adpce.ad): previously PN on 4/25/2012.
Note on Y524: Shane Byrum (adpce.ad): previously PN 1/16/2008
Note on Y532: Shane Byrum (adpce.ad): previous PN 9/29/2017
Note on Y533: Shane Byrum (adpce.ad): previous PN 9/29/2017
Note on Y543: Byrum, Shane: previous PN 9/10/2015 and 11/30/2017.
Note on Y550: Byrum, Shane: previous PN 10/11/20.
Note on Y570: Byrum, Shane: previous PN 3/16/2011
Note on Y573: Shane Byrum (adpce.ad): previous PN on 3/24/2021
Note on Y576: Byrum, Shane: previous PN on 4/7/2010
Note on Y585: Shane Byrum (adpce.ad): previous PN 11/10/2010
Note on Y586: Shane Byrum (adpce.ad): previous PN 5/7/2018
Note on Y589: Byrum, Shane: previous PN 7/27/2016.
Note on Y591: Shane Byrum (adpce.ad): previous PN 8/19/2012
Note on Y595: Shane Byrum (adpce.ad): previous PN 11/21/2012.
Note on Y598: Shane Byrum (adpce.ad): previous PN 5/12/17
Note on Y608: Shane Byrum (adpce.ad): previous PN 9/12/2012
Note on Y612: Byrum, Shane: previous PN on 8/19/2009
Note on Y621: Byrum, Shane: previous PN 9/15/2008
Note on Y626: Shane Byrum (adpce.ad): previous PN 8/18/2019
Note on Y632: Shane Byrum (adpce.ad): previous PN 1/28/2012
Note on Y638: Shane Byrum (adpce.ad): previous PN 8/20/2010
Note on Y647: Shane Byrum (adpce.ad): previous PN 1/10/2018
Note on Y648: Shane Byrum (adpce.ad): previous PN 3/13/2020
Note on Y660: Shane Byrum (adpce.ad): previous PN 6/18/2009
Note on Y669: Byrum, Shane: previous PN 10/14/2009
Note on Y670: Byrum, Shane: previous PN 4/12/92 and 3/1/2013.
Note on Y671: Shane Byrum (adpce.ad): previous PN 2/10/06
Note on Y682: Shane Byrum (adpce.ad): previous PN 7/22/2021
Note on Y696: Shane Byrum (adpce.ad): previous PN 11/16/2018
Note on Y701: Shane Byrum (adpce.ad): previous PN 4/16/2018.
Note on Y723: Shane Byrum (adpce.ad): previous PN 6/13/2018.
Note on Y733: Shane Byrum (adpce.ad): previous PN 9/8/2018
Note on Y738: Shane Byrum (adpce.ad): previous PN 1/15/2008
Note on Y743: Shane Byrum (adpce.ad): previous PN on 7/28/2016.
Note on Y750: Byrum, Shane: previously PN on 4/15/2009.
Note on Y752: Shane Byrum (adpce.ad): previous PN 4/27/2017
Note on Y753: Shane Byrum (adpce.ad): previous PN 12/5/2015
Note on Y755: Shane Byrum (adpce.ad): previous PN 3/1/2013
Note on Y757: Byrum, Shane: Previously PN on 1/26/2007
Note on Y764: Shane Byrum (adpce.ad): previous PN 1/14/2017.
Note on Y768: Shane Byrum (adpce.ad): previous PN 8/14/2008
Note on Y771: Shane Byrum (adpce.ad): previous PN 5/15/2008
Note on Y772: Shane Byrum (adpce.ad): previous PN 7/1/2016.
Note on Y774: Shane Byrum (adpce.ad): previous PN 4/24/2018
Note on Y796: Shane Byrum (adpce.ad): previous PN 2/15/2008
Note on Y801: Shane Byrum (adpce.ad): previous PN on 4/6/2017
Note on Z5: Byrum, Shane: since not > 0.1 mgd, technical acceptance not required.
Note on Z15: Byrum, Shane: EPA review not required since less than 0.1 mgd
Note on Z16: Byrum, Shane: previously sent 10/25/2010
Note on Z25: Byrum, Shane: TMDL revision sent on this date.
Note on Z35: Byrum, Shane: 2012 renewal to correct design flow and 2017 to revised DO limits were not sent to EPA since less than 0.1 MGD.
Note on Z39: Byrum, Shane: 2008 Update to add ammonia toxicity not sent to EPA since less than 0.1 MGD.
Note on Z44: Byrum, Shane: previously sent 3/2/2017
Note on Z52: Byrum, Shane: EPA review not required since less than 0.1 MGD
Note on Z54: Shane Byrum (adpce.ad): previously sent 5/22/2017
Note on Z57: Byrum, Shane: 2012 update not sent since less than 0.1 mgd.
Note on Z74: Byrum, Shane: previously sent 7/21/2014.
Note on Z77: Shane Byrum (adpce.ad): previously sent 9/25/2009
Note on Z82: Byrum, Shane: Revised TMDL sent to EPA on 9/17/2014. 208 update to add revised TMDL limits sent to EPA on 9/2/2015.
Note on Z88: Byrum, Shane: 2012 renewal not sent since not greater than 0.1 mgd.
Note on Z101: Byrum, Shane: previously sent 2/15/2018
Note on Z102: Byrum, Shane: not sent in 2019 for 208 changes since not > 0.1 mgd.
Note on Z105: Shane Byrum (adpce.ad): previously sent 3/3/2008
Note on Z113: Byrum, Shane: 208 update not sent since TMDL is final.
Note on Z120: Byrum, Shane: previously sent to epa on 5/7/2012.
Note on Z121: Byrum, Shane: not required to be sent since less than 0.1 mgd.
Note on Z123: Shane Byrum (adpce.ad): previously sent 6/12/18
Note on Z135: Shane Byrum (adpce.ad): previously sent 9/12/2018
Note on Z138: Byrum, Shane: 2012 update not sent to EPA since less than 0.1 mgd.
Note on Z144: Byrum, Shane: TMDL revision sent on this date.
Note on Z152: Byrum, Shane: not sent since not >0.1 mgd.
Note on Z161: Byrum, Shane: TMDL revision sent on this date.
Note on Z165: Shane Byrum (adpce.ad): previously sent 4/27/2020
Note on Z174: Shane Byrum (adpce.ad): previously sent 9/10/2008.
Note on Z175: Shane Byrum (adpce.ad): previously sent 1/24/2012
Note on Z179: Byrum, Shane: previously sent to epa on 2/14/2007. 2012 and 2017 renewal not sent since less than 0.1 mgd.
Note on Z180: Byrum, Shane: not sent in 2019 renewal since not >0.1 mgd.
Note on Z183: Byrum, Shane: previously sent to epa on 2/14/2007. 2017 renewal not sent since less than 0.1 mgd.
Note on Z194: Chris Roberts: below size threshold for EPA review
Note on Z202: Shane Byrum (adpce.ad): previously sent 11/20/1992
Note on Z207: Shane Byrum (adpce.ad): previously sent 9/2/2015
Note on Z209: Chris Roberts: below EPA size threshold
Note on Z211: Shane Byrum (adpce.ad): previously sent 8/19/2016
Note on Z212: Byrum, Shane: model not sent since not > 0.1 MGD.
Note on Z214: Shane Byrum (adpce.ad): previously sent 12/22/2017
Note on Z228: Chris Roberts: new design flow rate is below EPA's review threshold
Note on Z243: Byrum, Shane: not sent since no change to model, only outfall transfer
Note on Z246: Byrum, Shane: not sent since no changes to model, only outfall transfer
Note on Z253: Byrum, Shane: technical acceptance not sought, no WLA model, facility and TMDL being added to plan.
Note on Z259: Byrum, Shane: not sent to epa since no model to review
Note on Z266: Byrum, Shane: previously sent to EPA on 3/14/2005. 2012 renewal not sent since WQMP is being corrected to include TP limit of 1 mg/l as previously approved on 6/23/2005 and governor certified on 6/2/2005.
Note on Z273: Byrum, Shane: Addition of NH3-N limit for April in 2013 renewal not sent to EPA since flow is not > 0.1 mgd.
Note on Z276: Byrum, Shane: Updated model dated 1/30/2015 not sent for technical approval since design flow is <0.1 mgd per MOA.
Note on Z279: Byrum, Shane: previously sent on 2/14/1991.
Note on Z291: Byrum, Shane: not sent since not >0.1 MGD.
Note on Z298: Byrum, Shane: Sent to EPA for technical review on 2/28/2001 according to EPA conditional approval letter dated 1/11/2002.
Note on Z309: Byrum, Shane: not sent per MOA based on design flow
Note on Z311: Byrum, Shane: not sent per MOA since not > 0.1 mgd.
Note on Z315: Byrum, Shane: previously sent 8/4/2010
Note on Z318: Shane Byrum (adpce.ad): previously sent 9/19/2017
Note on Z320: Byrum, Shane: previous sent to EPA on 6/14/2013 and 4/2/2018
Note on Z323: Byrum, Shane: previously sent 7/21/2014.
Note on Z329: Byrum, Shane: not sent since less than 0.1 MGD.
Note on Z337: Byrum, Shane: TMDL revision for FCB sent to EPA on 2/11/2016.
Note on Z341: Chris Roberts: Below EPA review threshold of 0.1 MGD.
Note on Z343: Byrum, Shane: Not sent to EPA for 2012 update since less than 0.1 mgd
Note on Z350: Byrum, Shane: previously sent on 4/1/1991. 2012 update not sent since less than 0.1 mgd.
Note on Z363: Shane Byrum (adpce.ad): previously sent 2/15/2018
Note on Z367: Shane Byrum (adpce.ad): previously sent 12/22/2017
Note on Z371: Shane Byrum (adpce.ad): previously sent 3/1/2011.
Note on Z379: Byrum, Shane: TMDL revision for FCB sent to EPA on this date.
Note on Z382: Shane Byrum (adpce.ad): previously sent 7/31/2009.
Note on Z388: Byrum, Shane: 2012 renewal not sent to EPA since only change was facility name.
Note on Z389: Byrum, Shane: previously sent to epa on 11/22/2006. 2012 renewal not sent since less than 0.1 mgd.
Note on Z390: Byrum, Shane: Not sent for technical approval since less than 0.1 mgd.
Note on Z397: Byrum, Shane: epa review not required since less than 0.1 mgd
Note on Z399: Chris Roberts: below size threshold for EPA submittal
Note on Z408: Byrum, Shane: 2012 renewal not sent since not greater than 0.1 mgd.
Note on Z414: Byrum, Shane: Previously sent to EPA on 2/11/1988. Not sent in 2017 renewal since less than 0.1 mgd
Note on Z417: Byrum, Shane: not sent in 2017 since not > 0.1 mgd.
Note on Z420: Byrum, Shane: previously sent 3/31/2011.
Note on Z437: Shane Byrum (adpce.ad): previously sent 7/7/2017
Note on Z447: Shane Byrum (adpce.ad): previously sent 6/14/2013
Note on Z453: Byrum, Shane: not sent since ≤ 0.1 mgd.
Note on Z474: Byrum, Shane: previously sent to epa on 6/14/2013.
Note on Z494: Byrum, Shane: 2012 renewal not sent since less than 0.1 mgd.
Note on Z504: Byrum, Shane: previously sent on 11/23/2011
Note on Z509: Byrum, Shane: not sent since less than 0.1 mgd.
Note on Z519: Byrum, Shane: WQMP update not sent since less than 0.1 mgd. Previously sent to EPA on 9/1/2006.
Note on Z528: Byrum, Shane: 208 update in 2019 not sent since design flow is not greater than 0.1 mgd.
Note on Z532: Byrum, Shane: previously sent 7/1/2010 and 9/19/2017
Note on Z533: Shane Byrum (adpce.ad): previously sent 12/22/2017
Note on Z535: Byrum, Shane: not sent since this is a permit for one time hydrostatic test of ammonia pipeline.
Note on Z543: Byrum, Shane: Previously sent 9/2/2009, 10/30/2013, 9/19/2017.
Note on Z550: Byrum, Shane: previously sent 9/3/20
Note on Z552: Byrum, Shane: This is only record found of seeking technical acceptance. It is the Gov Certification that was sent.
Note on Z571: Shane Byrum (adpce.ad): not sent since not >0.1 MGD.
Note on Z573: Shane Byrum (adpce.ad): previously sent 1/28/2021
Note on Z585: Shane Byrum (adpce.ad): previously sent 7/23/2018
Note on Z589: Byrum, Shane: not sent in 2016 or 2025 since under EPA MOA threshold.
Note on Z595: Shane Byrum (adpce.ad): previously sent 11/21/2012.
Note on Z597: Byrum, Shane: not sent to epa for change of NH3-N limit for April in 2012 renewal since less than 0.1 mgd.
Note on Z598: Byrum, Shane: 2017 update not sent since not > 0.1 mgd.
Note on Z608: Shane Byrum (adpce.ad): previously sent 9/19/2017
Note on Z612: Byrum, Shane: previously sent 9/2/2009
Note on Z616: Christopher Roberts: Previous policy followed. Not sent since more restrictive (i.e., added DO limit).
Note on Z621: Byrum, Shane: sent again on 3/1/2011.
Note on Z626: Shane Byrum (adpce.ad): previously sent 10/1/2019
Note on Z632: Byrum, Shane: EPA review not required since less than 0.1 mgd
Note on Z633: Byrum, Shane: less than 0.1 mgd, tech-acceptance for 2016 update not required per MOA.
Note on Z638: Byrum, Shane: previously sent 3/30/2010 and 11/20/2015
Note on Z647: Shane Byrum (adpce.ad): previously sent 9/7/2012.
Note on Z648: Shane Byrum (adpce.ad): previously sent 5/4/2012.
Note on Z655: Byrum, Shane: previously sent 11/23/2011
Note on Z660: Shane Byrum (adpce.ad): previously sent 12/22/2017
Note on Z663: Byrum, Shane: not sent since not greater than 0.1 mgd, per MOA.
Note on Z665: Byrum, Shane: model update in 2018 not sent since not >0.1 mgd.
Note on Z670: Byrum, Shane: 2013 and 2024 update not sent since not greater than 0.1 mgd per MOA.
Note on Z671: Shane Byrum (adpce.ad): previously sent 1/7/16
Note on Z677: Byrum, Shane: not sent for EPA technical acceptance because TMDL is already approved.
Note on Z682: Shane Byrum (adpce.ad): previously sent 5/24/2021
Note on Z693: Byrum, Shane: Originally sent to EPA on 6/25/1987.
Note on Z697: Byrum, Shane: EPA review not required since < 0.1 mgd
Note on Z698: Byrum, Shane: EPA review not required since less than 0.1 mgd
Note on Z699: Byrum, Shane: 2012 renewal not sent since <0.1 mgd.
Note on Z712: Shane Byrum (adpce.ad): previously sent 12/8/2021.
Note on Z719: Shane Byrum (adpce.ad): previous sent 10/7/2016.
Note on Z729: Byrum, Shane: not sent in 2018 for TP limit change since not > 0.1 mgd.
Note on Z732: Byrum, Shane: not sent for adding TP and TRC limits in 2019, since not >0.1 mgd.
Note on Z737: Shane Byrum (adpce.ad): previously sent 10/7/2016
Note on Z739: Byrum, Shane: 208 update in 2016 not sent since less than 0.1 mgd per MOA.
Note on Z743: Byrum, Shane: not sent per MOA not > 0.1 mgd.
Note on Z747: Byrum, Shane: EPA review not required since less than 0.1 mgd
Note on Z751: Byrum, Shane: not sent because not >0.1 mgd.
Note on Z752: Shane Byrum (adpce.ad): previously sent 2/19/2011
Note on Z755: Shane Byrum (adpce.ad): previously sent 8/23/2014
Note on Z761: Byrum, Shane: not sent since not greater than 0.1 mgd.
Note on Z768: Shane Byrum (adpce.ad): previously sent 9/12/2018
Note on Z771: Shane Byrum (adpce.ad): previously sent 6/14/2014
Note on Z772: Chris Roberts: below size threshold
Note on Z777: Chris Roberts: below EPA threshold for review
Note on Z778: Byrum, Shane: previously sent on 9/2/2015
Note on Z779: Byrum, Shane: previously sent on 9/2/2015
Note on Z780: Byrum, Shane: previously sent on 9/2/2015
Note on Z794: Chris Roberts: below size threshold to resend to EPA
Note on Z795: Byrum, Shane: not sent for technical acceptance since less than 0.1 mgd, per MOA.
Note on Z801: Byrum, Shane: EPA review not required less than 0.1 MGD.
Note on AA15: Byrum, Shane: EPA review not required since less than 0.1 mgd
Note on AA16: Shane Byrum (adpce.ad): previous accepted 1/21/2011
Note on AA44: Shane Byrum (adpce.ad): considered technically acceptable since no response within 30 days
Note on AA52: Byrum, Shane: EPA review not required since less than 0.1 MGD
Note on AA54: Shane Byrum (adpce.ad): previously accepted 5/26/2017
Note on AA74: Byrum, Shane: previously accepted 10/6/2014
Note on AA79: Byrum, Shane: last accepted on 4/3/2008. Model sent in 2014 considered accepted since no response received.
Note on AA88: Byrum, Shane: previously technical approval on 10/15/1991.
Note on AA101: Byrum, Shane: previously accepted 5/6/2008.
Note on AA105: Shane Byrum (adpce.ad): previously accepted 4/3/2008
Note on AA113: Byrum, Shane: TMDL was finalized on 9/27/2012.
Note on AA122: Christopher Roberts: "Technically Acceptable" for DO
Note on AA123: Shane Byrum (adpce.ad): previously accepted 6/27/18
Note on AA130: Chris Roberts: Approved again on 8/1/2011.
Note on AA135: Shane Byrum (adpce.ad): previously accepted 10/25/2018
Note on AA137: Byrum, Shane: Not sent for technical approval since less than 0.1 MGD.
Note on AA150: Byrum, Shane: Segmented model was technically accepted when City of Marion was added to model in 2013.
Note on AA152: Byrum, Shane: not sent since not >0.1 mgd.
Note on AA165: Shane Byrum (adpce.ad): previously accepted 5/6/2020
Note on AA175: Shane Byrum (adpce.ad): previous accepted 1/27/2012
Note on AA180: Byrum, Shane: not sent in 2019 renewal since not >0.1 mgd.
Note on AA183: Byrum, Shane: previously approved on 7/26/2007. 2017 renewal not sent since less than 0.1 mgd.
Note on AA189: Christopher Roberts: "Technically Acceptable" for DO
Note on AA202: Shane Byrum (adpce.ad): previously accepted 12/3/1992
Note on AA207: Shane Byrum (adpce.ad): previous technical acceptance 9/11/2015
Note on AA211: Shane Byrum (adpce.ad): previously accepted 9/13/2016
Note on AA214: Shane Byrum (adpce.ad): previously accepted 1/8/2018
Note on AA243: Byrum, Shane: not sent since no change to model, only outfall transfer
Note on AA246: Byrum, Shane: not sent since no change to model, only outfall transfer
Note on AA264: Byrum, Shane: previously accepted 3/23/2006.
Note on AA265: Christopher Roberts: "Technically Acceptable" for DO
Note on AA266: Byrum, Shane: previously accepted on 6/23/2005.
Note on AA272: Byrum, Shane: previously accepted on 3/23/2006
Note on AA279: Byrum, Shane: previously approved on 6/13/1991.
Note on AA309: Byrum, Shane: not sent per MOA based on design flow.
Note on AA311: Byrum, Shane: not sent per MOA since not > 0.1 mgd.
Note on AA315: Byrum, Shane: previously accepted 8/13/2010.
Note on AA318: Shane Byrum (adpce.ad): previously accepted 10/27/2017
Note on AA320: Byrum, Shane: previously accepted on 6/21/2013 and 4/26/2018
Note on AA323: Byrum, Shane: previously accepted 10/6/2014.
Note on AA329: Byrum, Shane: not sent for Tech Accep since less than 0.1 mgd
Note on AA337: Byrum, Shane: TMDL revision for FCB approved on 3/1/2016.
Note on AA363: Shane Byrum (adpce.ad): previously accepted 4/13/2018
Note on AA367: Shane Byrum (adpce.ad): previous acceptance 1/8/2018
Note on AA368: Christopher Roberts: "Technically Acceptable" for DO
Note on AA371: Shane Byrum (adpce.ad): previously accepted 4/22/2011.
Note on AA377: Byrum, Shane: This is link to EPA letter stating due to small size of discharge, EPA review not required.
Note on AA382: Shane Byrum (adpce.ad): previously accepted 10/29/2009.
Note on AA389: Byrum, Shane: previously approved on 5/17/2007. 2012 renewal not sent since less than 0.1 mgd.
Note on AA397: Byrum, Shane: EPA review not required since less than 0.1 MGD
Note on AA404: Shane Byrum (adpce.ad): previous TA 2/22/2010
Note on AA420: Byrum, Shane: previously accepted 4/22/2011.
Note on AA427: Byrum, Shane: The 10 discharger model was technically accepted on this date for Gerber and Mulberry, therefore is considered technically accepted for other 8 facilities included in model.
Note on AA437: Shane Byrum (adpce.ad): previously accepted 8/16/2017.
Note on AA442: Byrum, Shane: previously approved 4/1/2008. Revised model based on new 7Q10 approved 7/19/2013.
Note on AA447: Shane Byrum (adpce.ad): previously accepted 7/8/2013
Note on AA460: Byrum, Shane: TMDL finalized 9/27/2012.
Note on AA474: Byrum, Shane: previously accepted on 7/8/2013.
Note on AA496: Byrum, Shane: previously approved on 2/22/2010. 2017 renewal not sent since less than 0.1 mgd.
Note on AA504: Byrum, Shane: previously approved 8/29/2013
Note on AA509: Byrum, Shane: not sent since less than 0.1 mgd.
Note on AA519: Byrum, Shane: Previously approved on 5/17/2007.
Note on AA532: Shane Byrum (adpce.ad): previously accepted 10/27/2017
Note on AA533: Shane Byrum (adpce.ad): previously accepted 1/8/2018
Note on AA543: Byrum, Shane: previous accepted 10/30/2013 and 10/27/2017.
Note on AA544: Byrum, Shane: Per MOA, technical approval not required since less than 0.1 MGD.
Note on AA550: Byrum, Shane: previous TA 9/17/20
Note on AA552: Byrum, Shane: This is original date EPA fully approved the Gov Certification. No records of technical acceptance were found.
Note on AA570: Byrum, Shane: Model includes Heber Springs, Pangburn, and Greers Ferry National Fish Hatchery.
Note on AA573: Shane Byrum (adpce.ad): previously accepted 2/18/2021
Note on AA585: Shane Byrum (adpce.ad): previous acceptance 8/7/2018
Note on AA595: Shane Byrum (adpce.ad): previously accepted 9/16/2013.
Note on AA605: Christopher Roberts: "Technically Acceptable" for DO
Note on AA608: Shane Byrum (adpce.ad): previously accepted 10/27/2017
Note on AA612: Byrum, Shane: previously accepted 3/5/2010
Note on AA614: Byrum, Shane: record of technical acceptance not found.
Note on AA626: Shane Byrum (adpce.ad): previously accepted 10/28/2019
Note on AA632: Byrum, Shane: EPA review not required since less than 0.1 mgd
Note on AA633: Byrum, Shane: less than 0.1 mgd, tech-acceptance for 2016 update not required per MOA.
Note on AA638: Byrum, Shane: previously accepted 4/7/2010 and 12/24/2015
Note on AA648: Shane Byrum (adpce.ad): previously accepted 5/19/2012.
Note on AA655: Byrum, Shane: previously accepted 8/29/2013
Note on AA660: Shane Byrum (adpce.ad): previously accepted 1/8/2018
Note on AA671: Shane Byrum (adpce.ad): previously accepted 10/21/16
Note on AA682: Shane Byrum (adpce.ad): previously accepted 6/23/2021
Note on AA697: Byrum, Shane: EPA approval not required since < 0.1 mgd
Note on AA698: Byrum, Shane: EPA review not required since less than 0.1 mgd
Note on AA712: Shane Byrum (adpce.ad): previously accepted 1/7/2022.
Note on AA719: Shane Byrum (adpce.ad): previous acceptance 10/21/2016.
Note on AA721: Christopher Roberts: "Technically Acceptable" for DO
Note on AA737: Shane Byrum (adpce.ad): previously accepted 10/21/2016
Note on AA743: Byrum, Shane: not sent per MOA, not > 0.1 mgd.
Note on AA744: Byrum, Shane: Segmented model which includes this facility was technically accepted 2/15/2013.
Note on AA747: Byrum, Shane: EPA review not required since less than 0.1 mgd
Note on AA752: Shane Byrum (adpce.ad): previously accepted 1/23/2012
Note on AA755: Shane Byrum (adpce.ad): previously accepted 9/26/2014
Note on AA761: Byrum, Shane: not sent since not greater than 0.1 mgd.
Note on AA768: Shane Byrum (adpce.ad): previously accepted 10/25/2018
Note on AA771: Byrum, Shane: previously technically accepted 7/8/2013 for Marion, so considered acceptable for all facilities included in model.
Note on AA773: Christopher Roberts: "Technically Acceptable" for DO
Note on AA778: Byrum, Shane: previously approved 10/10/2007 and 9/11/2015.
Note on AA779: Byrum, Shane: previously approved 10/10/2007 and 9/11/2015.
Note on AA801: Byrum, Shane: EPA review not required since less than 0.1 mgd.
Note on AB5: Shane Byrum (adpce.ad): previous Gov Cert was 9/20/2017
Note on AB6: Shane Byrum (adpce.ad): previous gov cert 1/13/2014
Note on AB9: Shane Byrum (adpce.ad): previous gov cert 9/20/2017
Note on AB14: Shane Byrum (adpce.ad): previous gov cert 8/30/2021
Note on AB16: Shane Byrum (adpce.ad): previous Gov Cert 12/19/2007
Note on AB18: Shane Byrum (adpce.ad): previous Gov Cert 8/30/2021
Note on AB33: Shane Byrum (adpce.ad): previous gov cert 9/20/2017
Note on AB34: Shane Byrum (adpce.ad): previous Gov Cert 9/20/2017
Note on AB35: Shane Byrum (adpce.ad): previous Gov Cert 9/20/2017
Note on AB37: Shane Byrum (adpce.ad): previous Gov Cert 10/13/2015
Note on AB40: Shane Byrum (adpce.ad): previous gov cert 1/13/2014
Note on AB44: Shane Byrum (adpce.ad): previous Gov Cert 1/13/2014
Note on AB52: Shane Byrum (adpce.ad): previous gov cert 1/13/2014
Note on AB54: Shane Byrum (adpce.ad): previous Gov Cert 2/5/2019
Note on AB61: Shane Byrum (adpce.ad): previous gov cert 2/5/2019
Note on AB74: Shane Byrum (adpce.ad): previous gov cert 6/30/2010
Note on AB101: Shane Byrum (adpce.ad): previous gov cert 1/13/2014
Note on AB103: Shane Byrum (adpce.ad): previous gov cert 1/13/2014
Note on AB115: Shane Byrum (adpce.ad): previous gov cert 9/20/2017
Note on AB123: Shane Byrum (adpce.ad): previous gov cert 1/13/2014
Note on AB125: Shane Byrum (adpce.ad): previous gov cert 1/13/2014
Note on AB126: Shane Byrum (adpce.ad): previous gov cert 9/20/2017
Note on AB134: Shane Byrum (adpce.ad): previous gov cert 2/5/2019
Note on AB135: Shane Byrum (adpce.ad): previous gov cert 1/13/2014
Note on AB138: Shane Byrum (adpce.ad): previous gov cert 2/5/2019
Note on AB165: Shane Byrum (adpce.ad): previous gov cert 8/30/2021
Note on AB169: Shane Byrum (adpce.ad): previous gov cert 1/13/2014
Note on AB171: Shane Byrum (adpce.ad): previous gov cert 3/25/2020
Note on AB182: Shane Byrum (adpce.ad): previous gov cert 1/13/2014
Note on AB184: Shane Byrum (adpce.ad): previous gov cert 9/20/2017
Note on AB187: Shane Byrum (adpce.ad): previous gov cert 3/25/2020
Note on AB196: Shane Byrum (adpce.ad): previous gov cert 9/20/2017
Note on AB205: Shane Byrum (adpce.ad): previous gov cert 9/20/2017
Note on AB207: Shane Byrum (adpce.ad): previous gov cert 2/5/2019
Note on AB209: Shane Byrum (adpce.ad): previous gov cert 1/13/2014
Note on AB211: Shane Byrum (adpce.ad): previous gov cert 9/20/2017
Note on AB219: Shane Byrum (adpce.ad): previous gov cert 9/20/2017
Note on AB247: Shane Byrum (adpce.ad): previous gov cert 1/13/2014
Note on AB264: Shane Byrum (adpce.ad): previous gov cert 1/13/2014
Note on AB275: Shane Byrum (adpce.ad): previous gov cert 2/5/2019
Note on AB287: Shane Byrum (adpce.ad): previous gov cert 8/30/2021
Note on AB297: Shane Byrum (adpce.ad): previous gov cert 9/20/2017
Note on AB302: Shane Byrum (adpce.ad): previous gov cert 3/16/2007
Note on AB308: Shane Byrum (adpce.ad): previous gov cert 9/20/2017
Note on AB312: Shane Byrum (adpce.ad): previous gov cert 1/13/2014
Note on AB316: Shane Byrum (adpce.ad): previous gov cert 10/13/2015
Note on AB317: Shane Byrum (adpce.ad): previous gov cert 10/13/2015
Note on AB319: Shane Byrum (adpce.ad): previous gov cert 2/5/2019
Note on AB323: Shane Byrum (adpce.ad): previous gov cert 9/20/2017
Note on AB330: Shane Byrum (adpce.ad): previous gov cert 6/30/2010
Note on AB343: Shane Byrum (adpce.ad): previous gov cert 1/13/2014
Note on AB349: Shane Byrum (adpce.ad): previous gov cert 2/5/2019
Note on AB355: Shane Byrum (adpce.ad): previous gov cert 9/20/2017
Note on AB359: Shane Byrum (adpce.ad): previous gov cert 9/20/2017
Note on AB363: Shane Byrum (adpce.ad): previous gov cert 1/13/2014
Note on AB366: Shane Byrum (adpce.ad): previous gov cert 1/13/2014
Note on AB373: Shane Byrum (adpce.ad): previous gov cert 1/13/2014
Note on AB376: Shane Byrum (adpce.ad): previous gov cert 1/13/2014
Note on AB377: Shane Byrum (adpce.ad): previous gov cert 8/30/2021
Note on AB378: Shane Byrum (adpce.ad): previous gov cert 10/15/2010
Note on AB399: Shane Byrum (adpce.ad): previous gov cert 1/13/2014
Note on AB401: Shane Byrum (adpce.ad): previous gov cert 1/13/2014
Note on AB402: Shane Byrum (adpce.ad): previous gov cert 3/25/2020
Note on AB407: Shane Byrum (adpce.ad): previous gov cert 10/13/2015
Note on AB410: Shane Byrum (adpce.ad): previous gov cert 1/13/2014
Note on AB415: Shane Byrum (adpce.ad): previous gov cert 12/31/2009
Note on AB422: Shane Byrum (adpce.ad): previous gov cert 9/20/2017
Note on AB431: Shane Byrum (adpce.ad): previous gov cert 1/13/2014
Note on AB437: Shane Byrum (adpce.ad): previous gov cert 1/13/2014
Note on AB444: Shane Byrum (adpce.ad): previous gov cert 2/5/2019
Note on AB447: Shane Byrum (adpce.ad): previous gov cert 2/5/2019
Note on AB453: Shane Byrum (adpce.ad): previous gov cert 2/6/2023
Note on AB460: Shane Byrum (adpce.ad): previous gov cert 9/20/2017
Note on AB482: Shane Byrum (adpce.ad): previous gov cert 9/20/2017
Note on AB490: Shane Byrum (adpce.ad): previous gov cert 10/13/2015
Note on AB492: Shane Byrum (adpce.ad): previous gov cert 1/13/2014
Note on AB493: Shane Byrum (adpce.ad): previous gov cert 9/20/2017
Note on AB504: Shane Byrum (adpce.ad): previous gov cert 1/13/2014
Note on AB510: Shane Byrum (adpce.ad): previous gov cert 1/13/2014
Note on AB515: Shane Byrum (adpce.ad): previous gov cert 8/30/2021
Note on AB519: Shane Byrum (adpce.ad): previous gov cert 1/13/2014
Note on AB524: Shane Byrum (adpce.ad): previous gov cert 3/27/2008
Note on AB526: Shane Byrum (adpce.ad): previous gov cert 9/20/2017
Note on AB529: Shane Byrum (adpce.ad): previous gov cert 1/13/2014
Note on AB532: Shane Byrum (adpce.ad): previous gov cert 2/5/2019
Note on AB533: Shane Byrum (adpce.ad): previous gov cert 2/5/2019
Note on AB540: Shane Byrum (adpce.ad): previous gov cert 3/25/2020
Note on AB543: Shane Byrum (adpce.ad): previous gov cert 2/5/2019
Note on AB550: Shane Byrum (adpce.ad): previous gov cert 8/30/2021
Note on AB551: Shane Byrum (adpce.ad): previously gov cert 1/13/2014
Note on AB558: Shane Byrum (adpce.ad): previous gov cert 2/5/2019
Note on AB573: Shane Byrum (adpce.ad): previous gov cert 8/30/2021
Note on AB586: Shane Byrum (adpce.ad): previous gov cert 2/5/2019
Note on AB591: Shane Byrum (adpce.ad): previous gov cert 1/13/2014
Note on AB595: Shane Byrum (adpce.ad): previous gov cert 1/13/2014
Note on AB598: Shane Byrum (adpce.ad): previous gov cert 9/20/2017
Note on AB604: Shane Byrum (adpce.ad): previous gov cert 1/13/2014
Note on AB607: Shane Byrum (adpce.ad): previous gov cert 8/30/2021
Note on AB608: Shane Byrum (adpce.ad): previous gov cert 1/13/2014
Note on AB615: Shane Byrum (adpce.ad): previous gov cert 1/13/2014
Note on AB617: Shane Byrum (adpce.ad): previous gov cert 2/5/2019
Note on AB632: Shane Byrum (adpce.ad): previous gov cert 1/13/2014
Note on AB638: Shane Byrum (adpce.ad): previous gov cert 1/13/2014
Note on AB642: Shane Byrum (adpce.ad): previous gov cert 8/30/2021
Note on AB660: Shane Byrum (adpce.ad): previous gov cert 12/31/2009
Note on AB670: Shane Byrum (adpce.ad): previous gov cert 10/13/2015
Note on AB671: Shane Byrum (adpce.ad): previous Gov Cert 1/13/2014
Note on AB672: Shane Byrum (adpce.ad): previous gov cert 8/18/1990
Note on AB682: Shane Byrum (adpce.ad): previous gov cert 8/30/2021
Note on AB688: Shane Byrum (adpce.ad): previous gov cert 12/31/2009
Note on AB693: Shane Byrum (adpce.ad): previous gov cert 1/13/2014
Note on AB697: Shane Byrum (adpce.ad): previous gov cert 1/13/2014
Note on AB698: Shane Byrum (adpce.ad): previous gov cert 9/20/2017
Note on AB701: Shane Byrum (adpce.ad): previous gov cert 2/5/2019
Note on AB707: Shane Byrum (adpce.ad): previous gov cert 10/13/2015
Note on AB711: Shane Byrum (adpce.ad): previous gov cert 9/20/2017
Note on AB718: Shane Byrum (adpce.ad): previous gov cert 1/13/2014
Note on AB723: Shane Byrum (adpce.ad): previous gov cert 2/5/2019
Note on AB733: Shane Byrum (adpce.ad): previous gov cert 2/5/2019
Note on AB738: Shane Byrum (adpce.ad): previous gov cert 3/27/2008
Note on AB743: Shane Byrum (adpce.ad): previous gov cert 9/20/2017
Note on AB752: Shane Byrum (adpce.ad): previous gov cert 9/20/2017
Note on AB753: Shane Byrum (adpce.ad): previous gov cert 9/20/2017
Note on AB755: Shane Byrum (adpce.ad): previous gov cert 9/20/2017
Note on AB758: Shane Byrum (adpce.ad): previous gov cert 9/20/2017
Note on AB761: Shane Byrum (adpce.ad): previous gov cert 8/30/2021
Note on AB764: Shane Byrum (adpce.ad): previous gov cert 9/20/2017
Note on AB771: Shane Byrum (adpce.ad): previous gov cert 1/13/2014
Note on AB772: Shane Byrum (adpce.ad): previous gov cert 9/20/2017
Note on AB774: Shane Byrum (adpce.ad): previous gov cert 2/5/2019
Note on AB777: Shane Byrum (adpce.ad): previous gov cert 1/13/2014
Note on AB800: Shane Byrum (adpce.ad): previous gov cert 1/13/2014
Note on AC5: Shane Byrum (adpce.ad): previous formal approval 11/2/2017
Note on AC6: Shane Byrum (adpce.ad): previous approval 3/27/2014.
Note on AC9: Shane Byrum (adpce.ad): previous formal approval 11/2/2017
Note on AC14: Shane Byrum (adpce.ad): previous formal approval 9/28/2021
Note on AC16: Shane Byrum (adpce.ad): previous formal approval 5/6/2008.
Note on AC18: Shane Byrum (adpce.ad): previous formal approval 9/28/2021.
Note on AC33: Shane Byrum (adpce.ad): previous formal approval 11/2/2017
Note on AC34: Shane Byrum (adpce.ad): previous formal approval 11/2/2017.
Note on AC35: Shane Byrum (adpce.ad): previous formal approval 11/2/2017
Note on AC37: Shane Byrum (adpce.ad): previous formal approval 4/13/2016.
Note on AC40: Shane Byrum (adpce.ad): previous formal approval 3/27/2014
Note on AC44: Shane Byrum (adpce.ad): previous formal approval 3/27/2014.
Note on AC52: Shane Byrum (adpce.ad): prevous formal approval 3/27/2014
Note on AC54: Shane Byrum (adpce.ad): previous approval 3/8/2019.
Note on AC61: Shane Byrum (adpce.ad): previous formal approval 3/8/2019
Note on AC74: Shane Byrum (adpce.ad): previous formal approval 8/3/2010.
Note on AC101: Shane Byrum (adpce.ad): previous formal approval 3/27/2014
Note on AC103: Shane Byrum (adpce.ad): previous formal approval 3/27/2014
Note on AC115: Shane Byrum (adpce.ad): previous formal approval 11/2/2017
Note on AC123: Shane Byrum (adpce.ad): previous formal approval 3/27/2014
Note on AC125: Shane Byrum (adpce.ad): previous formal approval 3/27/2014
Note on AC126: Shane Byrum (adpce.ad): previous formal approval 11/2/2017
Note on AC134: Shane Byrum (adpce.ad): previous formal approval 3/8/2019
Note on AC135: Shane Byrum (adpce.ad): previous formal approval 3/27/2014
Note on AC138: Shane Byrum (adpce.ad): previous formal approval 3/8/2019
Note on AC165: Shane Byrum (adpce.ad): previous formal approval 9/28/2021
Note on AC169: Shane Byrum (adpce.ad): previous formal approval 3/27/2014
Note on AC171: Shane Byrum (adpce.ad): previous formal approval 4/16/2020
Note on AC182: Shane Byrum (adpce.ad): previous formal approval 3/27/2014
Note on AC184: Shane Byrum (adpce.ad): previous approval 11/2/2017.
Note on AC187: Shane Byrum (adpce.ad): previous formal approval 4/16/2020
Note on AC196: Shane Byrum (adpce.ad): previous formal approval 11/2/2017
Note on AC205: Shane Byrum (adpce.ad): previous formal approval 11/2/2017
Note on AC209: Shane Byrum (adpce.ad): previous formal approval 3/27/2014
Note on AC247: Shane Byrum (adpce.ad): previous formal approval 3/27/2014
Note on AC264: Shane Byrum (adpce.ad): previous formal approval 3/27/2014
Note on AC275: Shane Byrum (adpce.ad): previous formal approval 3/8/2019
Note on AC287: Shane Byrum (adpce.ad): previous formal approval 9/28/2021
Note on AC297: Shane Byrum (adpce.ad): previous formal approval 11/2/2017
Note on AC302: Shane Byrum (adpce.ad): previous formal approval 3/27/2014
Note on AC308: Shane Byrum (adpce.ad): previous formal approval 11/2/2017
Note on AC312: Shane Byrum (adpce.ad): previous formal approval 3/27/2014
Note on AC316: Shane Byrum (adpce.ad): previous formal approval 4/13/2016
Note on AC317: Shane Byrum (adpce.ad): previous approval 4/13/2016.
Note on AC319: Shane Byrum (adpce.ad): previous formal approval 3/8/2019
Note on AC323: Shane Byrum (adpce.ad): previous formal approval 11/2/2017
Note on AC330: Shane Byrum (adpce.ad): previous formal approval 8/3/2010
Note on AC343: Shane Byrum (adpce.ad): previous formal approval 3/27/2014
Note on AC349: Shane Byrum (adpce.ad): previous formal approval 3/8/2019
Note on AC355: Shane Byrum (adpce.ad): previous approval 11/2/2017.
Note on AC359: Shane Byrum (adpce.ad): previous formal approval 11/2/2017
Note on AC360: Byrum, Shane: previously approved on 6/12/1991.
Note on AC373: Shane Byrum (adpce.ad): previous formal approval 3/27/2014
Note on AC376: Shane Byrum (adpce.ad): previous formal approval 3/27/2014
Note on AC377: Shane Byrum (adpce.ad): previous formal approval 9/28/2021
Note on AC378: Shane Byrum (adpce.ad): previous formal approval 12/9/2010
Note on AC400: Shane Byrum (adpce.ad): previous formal approval 9/28/2021
Note on AC401: Shane Byrum (adpce.ad): previous formal approval 3/27/2014
Note on AC402: Shane Byrum (adpce.ad): previous formal approval 4/16/2020
Note on AC407: Shane Byrum (adpce.ad): previous approval 4/13/2016.
Note on AC410: Shane Byrum (adpce.ad): previous formal approval 3/27/2014
Note on AC415: Shane Byrum (adpce.ad): previous approval 6/16/2014.
Note on AC422: Shane Byrum (adpce.ad): previous formal approval 11/2/2017
Note on AC431: Shane Byrum (adpce.ad): Previous approval 3/27/2014.
Note on AC437: Shane Byrum (adpce.ad):
Note on AC444: Shane Byrum (adpce.ad): previous formal approval 3/8/2019
Note on AC447: Shane Byrum (adpce.ad): previous formal approval 3/8/2019
Note on AC453: Shane Byrum (adpce.ad): previous formal approval 3/10/2023
Note on AC460: Shane Byrum (adpce.ad): previous formal approval 11/2/2017
Note on AC482: Shane Byrum (adpce.ad): previous approval 11/2/2017.
Note on AC490: Shane Byrum (adpce.ad): previous formal approval 4/13/2016
Note on AC492: Shane Byrum (adpce.ad): previous formal approval 3/27/2014
Note on AC493: Shane Byrum (adpce.ad): previous formal approval 11/2/2017
Note on AC504: Shane Byrum (adpce.ad): previous formal approval 3/27/2014
Note on AC510: Shane Byrum (adpce.ad): previous formal approval 3/27/2014
Note on AC515: Shane Byrum (adpce.ad): previous formal approval 9/28/2021
Note on AC519: Shane Byrum (adpce.ad): previous formal approval 3/27/2014
Note on AC524: Shane Byrum (adpce.ad): previous formal approval 5/6/2008
Note on AC526: Shane Byrum (adpce.ad): previous formal approval 11/2/2017
Note on AC529: Shane Byrum (adpce.ad): previous formal approval 3/27/2014
Note on AC532: Shane Byrum (adpce.ad): previous formal approval 3/8/2019
Note on AC540: Shane Byrum (adpce.ad): previous formal approval 4/16/2020
Note on AC543: Shane Byrum (adpce.ad): previous formal approval 3/8/2019
Note on AC550: Shane Byrum (adpce.ad): previous approval 9/28/2021.
Note on AC551: Shane Byrum (adpce.ad): previous formal approval 3/27/2014
Note on AC558: Shane Byrum (adpce.ad): previous formal approval 3/8/2019
Note on AC573: Shane Byrum (adpce.ad): previous formal approval 9/28/2021
Note on AC586: Shane Byrum (adpce.ad): previous formal approval 3/8/2019
Note on AC591: Shane Byrum (adpce.ad): previous formal approval 3/27/2014
Note on AC595: Shane Byrum (adpce.ad): previous formal approval 3/27/2014
Note on AC597: Byrum, Shane: previously certified on 6/12/1991.
Note on AC598: Shane Byrum (adpce.ad): previous formal approval 11/2/2017
Note on AC604: Shane Byrum (adpce.ad): previous formal approval 3/27/2014
Note on AC608: Shane Byrum (adpce.ad): previous formal approval 3/27/2014
Note on AC615: Shane Byrum (adpce.ad): previous formal approval 3/27/2014
Note on AC617: Shane Byrum (adpce.ad): previous approval 3/8/2019.
Note on AC632: Shane Byrum (adpce.ad): previous formal approval 3/27/2014
Note on AC638: Shane Byrum (adpce.ad): previous formal approval 11/2/2017
Note on AC642: Shane Byrum (adpce.ad): previous formal approval 9/28/2021
Note on AC660: Shane Byrum (adpce.ad): previous formal approval 6/16/2014
Note on AC670: Shane Byrum (adpce.ad): previous formal approval 4/13/2016
Note on AC671: Shane Byrum (adpce.ad): previous formal approval 3/27/2014.
Note on AC673: Shane Byrum (adpce.ad): previous formal approval 3/27/2014
Note on AC682: Shane Byrum (adpce.ad): previous formal approval 9/28/2021
Note on AC688: Shane Byrum (adpce.ad): previous formal approval 6/16/2014
Note on AC693: Shane Byrum (adpce.ad): previous formal approval 3/27/2014
Note on AC697: Shane Byrum (adpce.ad): previous formal approval 3/27/2014
Note on AC701: Shane Byrum (adpce.ad): prevous formal approval 3/8/2019
Note on AC707: Shane Byrum (adpce.ad): previous formal approval 4/13/2016
Note on AC711: Shane Byrum (adpce.ad): previous formal approval 11/2/2017
Note on AC718: Shane Byrum (adpce.ad): previous formal approval 3/27/2014
Note on AC723: Shane Byrum (adpce.ad): previous formal approval 3/8/2019
Note on AC738: Shane Byrum (adpce.ad): previous formal approval 5/6/2008
Note on AC753: Shane Byrum (adpce.ad): previous formal approval 11/2/2017
Note on AC755: Shane Byrum (adpce.ad): previous formal approval 11/2/2017
Note on AC758: Shane Byrum (adpce.ad): previous formal approval 11/2/2017
Note on AC761: Shane Byrum (adpce.ad): previous formal approval 9/28/2021
Note on AC764: Shane Byrum (adpce.ad): previous formal approval 11/2/2017
Note on AC771: Shane Byrum (adpce.ad): previous formal approval 3/27/2014
Note on AC772: Shane Byrum (adpce.ad): previous formal approval 11/2/2017
Note on AC774: Shane Byrum (adpce.ad): previous formal approval 3/8/2019
Note on AC777: Shane Byrum (adpce.ad): previous formal approval 3/27/2014
Note on AC800: Shane Byrum (adpce.ad): previous formal approval 3/27/2014
Note on AD107: Christopher Roberts: Routed to 08020304 (in Seg. 4A).
Note on AD359: Christopher Roberts: The HUC on MO side is 11010002 where the outfall exits into Table Rock Lake.
Note on AE9: Byrum, Shane: reach code is for Little Missouri River, which is closest downstream 3-digit reach.
Note on AE25: Christopher Roberts: This is Caney Creek's reach code.
Note on AE161: Christopher Roberts: from NHD medium res. Data.
Note on AE176: Byrum, Shane: this is closest downstream 3-digit reach assigned to Bayou Deview.
Note on AE212: Byrum, Shane: closest 3 digit reach which is assigned to Little River
Note on AE218: Byrum, Shane: reach code is for Lake Erling.
Note on AE295: Byrum, Shane: This is the closest downstream reach number, which is assigned to SWEPCO Lake and Little Flint Creek.
Note on AE378: Christopher Roberts: Reach 003 (on the 303d List for DO) is the closest numbered downstream reach in the 2008 305(b) Report.
Note on AE425: Byrum, Shane: This reach is for Lake Dardanelle
Note on AE466: Christopher Roberts: from medium resolution NHD. The closest 305(b) reach is 904 which has a TMDL for nitrogen.
Note on AE477: Christopher Roberts: NHD reach is 530.
Note on AE534: Christopher Roberts: Closest assigned reach in the 305(b) Report.
Note on AE565: Christopher Roberts: from medium resolution NHD
Note on AE582: Byrum, Shane: closest 3 digit downstream reach, which is assigned to Big Sugar Creek in Missouri.
Note on AE606: Christopher Roberts: Closest reach is 027
Note on AE635: Christopher Roberts: None. This is the closest numbered reach.
Note on AE794: Chris Roberts: NHD medium resolution dataset
Note on AG15: Byrum, Shane: TMDL for turbidity in Village Creek
Note on AG48: Byrum, Shane: TMDL for Turbidity. No WLA assigned.
Note on AG78: Byrum, Shane: TMDL for Turbidity for Bayou DeView and Cache River finalized on 1/3/2006.
Note on AG114: Byrum, Shane: Dissolved oxygen limit of 10 lb/day minimum included based on TMDL for Dissolved Oxygen dated 5/1/2009
Note on AG120: Byrum, Shane: TMDL for Mercury
Note on AG123: Byrum, Shane: Mercury TMDL
Note on AG133: Byrum, Shane: TMDL for Turbidity and Mercury. No permit action is required as explained in 2024 Statement of Basis.
Note on AG134: Christopher Roberts: TMDL for turbidity in this ADEQ Reach (021).
Note on AG172: Christopher Roberts: For Nitrates. No nitrates in this permit (stormwater only).
Note on AG206: Byrum, Shane: TMDL for turbidity, but no assigned WLA to this facility.
Note on AG207: Byrum, Shane: TMDL for pathogens dated 1/7/2008 for Holly Creek.
Note on AG217: Byrum, Shane: TMDL is for Turbidity, but no WLA assigned to this point source.
Note on AG231: Byrum, Shane: Mercury limit of <0.2 ppb (daily max) included in permit based on TMDL for Mercury in Fish Tissue for Ouachita River Basin dated May 2002.
Note on AG257: Byrum, Shane: TMDL for turbidity, but municipal point sources not assigned WLA.
Note on AG287: Byrum, Shane: TMDL for Turbidity, but no WLA assigned to this source.
Note on AG308: Byrum, Shane: TMDL for Turbidity, Chloride, Sulfate. NO WLA assigned to this facility.
Note on AG315: Byrum, Shane: Oklahoma TMDL for TP.
Note on AG337: Byrum, Shane: FCB TMDL is being revised to allow year-round WLA for Harrisburg.
Note on AG375: Christopher Roberts: Turbidity TMDL that does not affect point sources.
Note on AG383: Byrum, Shane: TMDL for Hg. But no reductions from point sources required by TMDL.
Note on AG466: Christopher Roberts: for nitrogen
Note on AG471: Byrum, Shane: TMDL for turbidity.
Note on AG472: Byrum, Shane: TMDL for turbidity
Note on AG526: Byrum, Shane: TMDL for turbidity.
Note on AG569: Byrum, Shane: TMDL for Turbidity and Fecal Coliform, but no WLAs assigned for this facility for these parameters.
Note on AG577: Chris Roberts: turbidity
Note on AG582: Byrum, Shane: TMDL approved 3/26/2004 for Elk River Watershed for TP and TN.
Note on AG678: Shane Byrum (adpce.ad): Mercury TMDL-no action Mineral TMDL-no action Turbidity TMDL-no action
Note on AG699: Byrum, Shane: TMDL for Mercury was completed in 2002 for Ouachita River watershed which includes Champagnolle Creek. No mercury limits included in permit. See Statement of Basis of the permit for more detailed explanation.
Note on AG747: Byrum, Shane: TMDL for turbidity and Pathogens for L'Anguille River. No WLAs are set in the TMDL for this facility. Therefore, permit contains concentrations which are consistent with those used in the TMDL.
Note on AG798: Byrum, Shane: TMDL for FCB and turbidity. Permit contains FCB concentration limits consistent with TMDL. No permit action required for turbidity.
Note on AH13: Byrum, Shane: implemented in permit as 12-month rolling average.
Note on AH25: Byrum, Shane: Updated TMDL limit was PN on 9/16/2015 and EPA approved on 3/1/2016.
Note on AH379: Byrum, Shane: Updated TMDL limit was PN on 9/16/2015 and EPA approved on 3/1/2016.
Note on AH382: Shane Byrum (adpce.ad): NO2+NO3 limit is an Inst. Max. due to losing stream.
Note on AH504: Shane Byrum (adpce.ad): Sum of WLA+FG

## Inactive
NPDES# | Facility Name | Receiving Stream | Annual 7Q10 (cfs) | Nov. 7Q10 (cfs) | Planning Segment | County |  |  | Q mgd | Critical Limits (May-Oct.) |  |  |  |  | Seasonal Limits (Nov. - Apr.) |  |  |  |  | UAA | Drainage Area (mi2)
[10 empty] | CBOD5 | TSS | NH3-N | DO |  | CBOD5 | TSS | NH3-N | DO
49867 | Bedford Falls MHP | Un.trib./Osage Creek | 0 |  | 4K | Carroll |  |  | 0.04 | 15 | 20 | 5 | 3 |  | 15 | 20 | 10 |  |  | 3 | <10 | New discharge
| Cave Springs | Osage Creek |  |  | 3J | Washington |  |  | 1 | 10 | 15 | 1.5 | 7.5 |  | 10 | 15 | 9 | 5 |  | 3 | 40.4
48941 | Express Way Store 660 | Un.trib./Mill Creek | 0 |  | 2E | Union |  |  | 0.01 | 15 | 20 | 5 |  |  | 20* | 20 |  |  |  | 3 | <10 | New discharge
49883 | Fieldstone P.O. Imp.Dist.#38 | Un.trib./Hurricane Creek | 0 |  | 2C | Saline |  |  | 0.02 | 15 | 20 | 5 |  |  | 15 | 20 | 10 |  |  | 3 | <10 | New discharge
49522 | Fred's Store Commercial Park | Un.trib./Hurricane Creek | 0 |  | 2C | Saline |  |  | 0.0015 | 15 | 20 | 5 |  |  | 15 | 20 | 10 |  |  | 3 | <10 | New discharge
38377 | Galloway Ind. Park | Ink Bayou |  |  | 3C | Pulaski |  |  | 0.2 | 10 | 15 | 2 | 5 |  | 10 | 15 | 8 | 5 |  | 3
42765 | Griffin Trucking Co | Galla Creek |  |  | 3F | Pope |  |  | 0.001 | 10* | 15 |  |  |  | Year-round |  |  |  |  | 4
48330 | Griffin Petroleum | Un.trib./Ditch # 6 | 0 |  | 5D | Mississippi |  |  | 0.005 | 15 | 20 | 6 |  |  | 20 | 20 | 12 |  |  | 3 | <10
| Hector | Clear Creek |  |  | 3F | Pope |  |  | 0.1 | 15 | 20 | 6 |  |  | 20 | 20 | 12 |  |  | 3
37117 | Indian Springs MHP | Un trib/Crooked Creek | 0 |  | 3C | Saline |  |  | 0.08 | 20 | 20 | 5 |  |  | 20* | 20 |  |  |  |  | <10
46655 | Jericho | Un.trib./Ditch # 8 | 0 |  | 5A | Crittenden |  |  | 0.075 | 20 | 20 | 5 | 3 |  | 20 | 20 | 12 |  |  | 3 | <10 | Water quality standards revision since latest model
48186 | Kirby Restaurant | Un.trib./Bear Creek | 0 |  | 2G | Pike |  |  | 0.001 | 20 | 20 | 5 |  |  | 20 | 20 | 12 |  |  | 3 | <10 | New discharge
39683 | North Texarkana | Red River |  |  | 1B | Miller |  |  | 0.35 | 30* | 90 |  |  |  | Year-round |  |  |  |  | 3
46574 | Ogden | Mill Branch |  |  | 1B | Little River |  |  | 0.066 | 20 | 20 | 4 |  |  | 20 | 20 | 12 |  |  | 3
37656 | Old Davidsonville St P | Un Trib Black River | 0 |  | 4G | Lawrence |  |  | 0.009 | 25 | 30 | 10 | 5 |  | 25 | 30 | 15 | 5 |  | 3 | <10
41505 | Oxy.NGL Inc. | Un trib/Crooked Creek | 0 |  | 1A | Columbia |  |  | 0.054 | 10* | 35 |  |  |  | Year-round |  |  |  |  | 4 | <10 | Formerly called Walker Creek Gas Plant
34487 | Ozark Lake Dam Site N P k | Arkansas River |  |  | 3H | Franklin |  |  | 0.002 | 30* | 30 |  |  |  | Year-round |  |  |  |  | 3
36757 | P.B. Aviation Co-Grider F | Un.trib/Bayou Bartholomew | 0 |  | 2B | Jefferson |  |  | 0.013 | 20 | 30 | 4 |  |  | 20 | 30 | 10 |  |  | 5 | <10
48127 | Pat Reed MHP | Un.trib./Chapel Creek | 0 |  | 2C | Saline |  |  | 0.002 | 20 | 20 | 5 | 3 |  | 20 | 20 | 12 |  |  | 3 | <10
| Payneway | Ditch #23/St. Francis R |  |  | 5C | Poinsett |  |  | 0.076 | Effluent Storage May-Oc |  |  |  |  | 30 | 30 | 12 | 5 |  | 3
49875 | Phil Rod Acres MHP | Un.ditch./Blue Branch | 0 |  | 3B | Pulaski |  |  | 0.005 | 10 | 15 | 5 |  |  | 15 | 20 | 10 |  |  | 3 | <10 | former PN 11/11/02
| Pickthorne Subdivision | Woodruff Creek |  |  | 3C | Pulaski |  |  | 0.5 | 10 | 15 | 7 | 3* |  | 10 | 15 | 10 | 6 |  | 3 |  | Effluent Do of 6 mg/l required for May
44504 | Pines MHP | Un trib/Imbeau Bayou | 0 |  | 2B | Jefferson |  |  | 0.025 | 15 | 20 | 4 | 4 |  | 15 | 20 | 10 | 4 |  | 3 | <10
37231 | Poplar Grove SID #1 | Crooked Creek |  |  | 4A | Phillips |  |  | 0.034 | Effluent Storage May-Oc |  |  |  |  | 30* | 90 |  |  |  | 3 |  | Flow doubled for seasonal only discharge
| Prattsville | Halbert Creek |  |  | 2C | Grant |  |  | 0.08 | 25 | 90 | 4 | 6 |  | 30* | 90 |  |  |  | 3
47058 | Renee's Superstop | Un.trib./Deceiper Creek | 0 |  | 2F | Clark |  |  | 0.001 | 20 | 20 | 5 | 3 |  | 20 | 20 | 12 |  |  | 3 | <10 | Formerly R&S One Stop
531 | Reynolds Metals Company | Deceiper Creek |  |  | 2F | Clark |  |  | 0.015 | 15 | 20 | 5 | 4 |  | 30* | 30 |  |  |  | 3
353 | Riceand Foods Inc. | Un.trib./L.LaGrue Bayou | 0 |  | 4A | Arkansas |  |  | 0.342 | 30* | 30 |  | 4 |  | Year-round |  |  |  |  | 3 | <10 | Flow increase from 0.27 MGD
42463 | Riceland Foods, Inc. | Un trib/ L. LaGrue Bayou | 0 |  | 4A | Arkansas |  |  | 0.15 | 20 | 20 | 9 | 5 |  | Year-round |  |  |  |  | 3 | <10 | Stream reclassification (UAA)
| Ridgepointe Country Club | Un.trib/Big Creek Ditch | 0 |  | 4B | Craighead |  |  | 0.09 | 20 | 20 | 5 | 4 |  | 20 | 20 | 12 |  |  | 3 | <10
40240 | Rivendell of Ark. | Un trib/ Hurricane Cr | 0 |  | 2C | Saline |  |  | 0.015 | 10 | 15 | 10 | 6.5 |  | Year-round |  |  |  |  | 4 | <10
47562 | River Drive MHP | Un.trib./Tucker Creek | 0 |  | 3D | Faulkner |  |  | 0.015 | 15 | 20 | 6 |  |  | 20 | 20 | 12 |  |  | 3 | <10
47023 | Riverview MHP | Arkansas River |  |  | 3C | Pulaski |  |  | 0.013 | 30* | 30 |  |  |  | Year-round |  |  |  |  | 3
45896 | Rolling Hills MHP | Un.trib./Brodie Creek | 0 |  | 3C | Pulaski |  |  | 0.029 | 15 | 20 | 6 |  |  | 20 | 20 | 12 |  |  | 3 | <10
46035 | Rose Care Center | Un.trib./Lost Creek Ditch | 0 |  | 4B | Craighead |  |  | 0.01 | 20 | 20 | 5 | 3 |  | 20 | 20 | 12 |  |  | 3 | <10
45004 | Royal Oaks MHP | Five Mile Creek |  |  | 3B | Pulaski |  |  | 0.06 | 15 | 20 | 5 | 4 |  | 20* | 20 |  |  |  | 3 |  | BOD5
47708 | Scranton Elem. School | Un.trib./Cane Creek | 0 |  | 3H | Logan |  |  | 0.001 | 15 | 20 | 5 |  |  | 15 | 20 | 12 |  |  | 3
38172 | Shannon Hills SID # 3 | Otter Creek |  |  | 3C | Saline |  |  | 0.4 | 15 | 20 | 6 |  |  | 15 | 20 | 10 | 4 |  | 3 |  | Flow increase from 0.1 to 0.25 then to 0.4 MGD
46841 | Shell Superstop # 44 | Un.trib./White Oak Bayou | 0 |  | 3D | Pulaski |  |  | 0.001 | 15 | 20 | 5 |  |  | 20* | 20 |  |  |  | 3 | <10
| Shirley | Mid.Fk.Little Red River |  |  | 4E | Van Buren |  |  | 0.1 | 10 | 15 | 5 |  |  | 10 | 15 | 10 |  |  | 4 |  | Extraordinary resource water, ecologically sensitive water
42641 | Skil Corporation | Coon Creek |  |  | 4C | Lawrence |  |  | 0.007 | 10 | 15 | 5 |  |  | 10 | 15 | 10 |  |  | 4
47511 | South Ark.Wilderness Camp | Un.trib./Lake Erling | 0 |  | 1A | Layfayette |  |  | 0.004 | 15 | 20 | 6 |  |  | 20 | 20 | 12 |  |  | 3 | <10
45641 | Southern Arkansas Univ. | Un.trib./Barlow Branch | 0 |  | 1A | Columbia |  |  | 0.3 | 20 | 30 | 5 | 4 |  | 20 | 30 | 12 | 4 |  | 3 | <10
36366 | Spring Valley Manor SID | Payne Branch |  |  | 3C | Pulaski |  |  | 0.05 | 20 | 20 | 5 | 3 |  | 20* | 20 |  |  |  | 3
45462 | Stericycle, Inc. | Fifteen Mile Bayou |  |  | 5A | Crittenden |  |  | 0.001 | 25 | 30 | 15 |  |  | Year-round |  |  |  |  | 3
736 | Striker Paper Corp. | Un.trib./Smackover Cree | 0 |  | 2D | Ouachita |  |  | 0.05 | 20 | 20 | 5 | 3 |  | 20 | 20 | 12 |  |  | 3 | <10 | Formerly Lapri Paper Comp.
45861 | Stuckey Mobile Home Park | Un.trib./Bridge Creek | 0 |  | 3D | Pulaski |  |  | 0.002 | 15 | 20 | 6 | 3 |  | 20 | 20 | 12 |  |  | 3 | <10
40568 | Suburban Hbr. Imp. D. | Arkansas River |  |  | 3D | Pulaski |  |  | 0.05 | 30* | 30 |  |  |  | Year-round |  |  |  |  | 3
38385 | The Village, Inc. | Beaver Lake |  |  | 4K | Washington |  |  | 0.018 | 10 | 15 | 5 |  |  | 10 | 15 | 10 |  |  | 4 |  | Total phosphorus monitoring required
47082 | Top of the Rock Club | Un.trib./Bridge Creek | 0 |  | 1B | Hempstead |  |  | 0.001 | 15 | 20 | 6 |  |  | 15 | 20 | 12 |  |  | 3 | <10
45586 | Total Petroleum | Un.trib./Ditch # 18 | 0 |  | 5D | Mississippi |  |  | 0.004 | 15 | 20 | 6 |  |  | 20 | 20 | 12 |  |  | 3 | <10
45632 | Total Petroleum | Un.trib./White Oak Bayou | 0 |  | 3D | Pulaski |  |  | 0.005 | 15 | 20 | 6 |  |  | 20 | 20 | 12 |  |  | 3 | <10
46281 | Trace Creek Country Club | Trace Creek |  |  | 2C | Saline |  |  | 0.001 | 15 | 20 | 5 | 3 |  | 20 | 20 | 12 |  |  | 3
46485 | Truman Arnold Companies | Un.trib./Faulkner Lake | 0 |  | 3C | Pulaski |  |  | 0.038 | 10 | 15 | 5 |  |  | 10 | 15 | 10 |  |  | 4 | <10 | Discharge to swampy land above Faulkner Lake, Reg 6. Policy
39586 | USCOE-Merrisach Park | Merrisach Lake |  |  | 4A | Arkansas |  |  | 0.002 | 10 | 15 | 5 |  |  | 10 | 15 | 10 |  |  | 4 |  | Total phosphorus monitoring required
38423 | USCOE-Narrows Park | Greers Ferry Lake |  |  | 4E | Cleburne |  |  | 0.004 | 10 | 15 | 5 |  |  | 10 | 15 | 10 |  |  | 4 |  | Total phosphorus monitoring required
20591 | USCOE-Ozark Isle Park | Bull Shoals Lake |  |  | 4I | Marion |  |  | 0.002 | 10 | 15 | 5 |  |  | 10 | 15 | 10 |  |  | 4 |  | Total phosphorus monitoring required
20508 | USCOE-Robinson Park | Norfork Lake |  |  | 4F | Baxter |  |  | 0.001 | 10 | 15 | 5 |  |  | 10 | 15 | 10 |  |  | 4 |  | Total phosphorus monitoring required
34631 | USCOE-St.Marie North Park | Lake Langhofer |  |  | 3C | Jefferson |  |  | 0.002 | 10 | 15 | 5 |  |  | 10 | 15 | 10 |  |  | 4 |  | Total phosphorus monitoring required
34649 | USCOE-St.Marie South Park | Lake Langhofer |  |  | 3C | Jefferson |  |  | 0.002 | 10 | 15 | 5 |  |  | 10 | 15 | 10 |  |  | 4 |  | Total phosphorus monitoring required
48674 | Weyerhaeuser-MidSouth | Red River |  |  | 1B | Hempstead |  |  | 7 | 164* | 236.5 |  |  |  | Mass=9581/13807 lbs/day |  |  |  |  | 1 |  | New facility discharge
20630 | Plumerville STP | Gap Creek |  |  | 3D | Conway | 0.187 | 10 | 15 | 5 | 3 |  | 10 | 15 | 10 | 5 |  | 3 |  |  | 870302
39039 | Delta High School | Un.trib./Boggy Bayou | 0 |  | 2A | Desha | 0.01 | 20 | 30 | 5 | 4 |  | 20 | 30 | 12 |  |  | 3 | <10 |  | 901209
36439 | Baxter Healthcare Corp. | Bruce Creek |  |  | 4I | Baxter | 0.01 | 20 | 20 | 5 | 3 |  | 20 | 20 | 12 |  |  | 3 |  |  | 901031
45594 | Mt. Ida Retirement Center | Un.trib./Twin Creek | 0 |  | 2F | Montgomery | 0.004 | 10 | 15 | 5 |  |  | 10 | 15 | 10 |  |  | 4 | <10 |  | 901031
45501 | AHTD - Social Hill Rest A | Un.Trib/Ouachita River | 0 |  | 2F | Hot Spring | 0.022 | 20 | 30 | 5 | 3 |  | 25 | 30 | 10 |  |  | 3 | <10 |  | 901031
46507 | AHTD - McGehee | Un.Trib./Canal 18 | 0 |  | 2A | Desha | 0.001 | 25 | 30 | 3 | 5 |  | 25 | 30 | 10 |  |  | 3 | <10 |  | 920906
42072 | Biggers | Current River |  |  | 4G | Randolph | 0.079 | 10 | 15 | 5 |  |  | 10 | 15 | 10 |  |  | 4 |  | Extraordinary Resource waters | 920906
1643 | Geo. Pacific-N.Little Rock | Arkansas River |  |  | 3C | Pulaski | 0.36 | July;2530 lb/da;Aug;2200 lb |  |  |  |  | Sept-June 3210 lbs/day* | [5 empty] | 4 |  | *BOD5 (lbs/day);**TSS (lbs/day)--June-Oct;2416 lbs/day;Nov-May;3020 lbs/day | 930417
34193 | Newport Industrial Park | Village Creek |  |  | 4C | Jackson | 0.2 | 20 | 30 | 8 |  |  | 25 | 30 | 15 |  |  |  | 3 |  | Remodeled due to modeling agreement changes (diurnal flux) | 930417
48429 | Dover | Bakers Creek |  |  | 3F | Pope | 0.3 | 10 | 15 | 5 |  |  | 10 | 15 | 10 |  |  |  | 2129 |  | Reservoir policy due to lake Dardanelle | 970519
44113 | Calvary Bible School | Mill Creek |  |  | 4F | Baxter | 0.01 | Effluent Storage May-Oct |  |  |  |  | 20 | 20 | 10 |  |  |  | 3 |  |  | 890514
47970 | Rolling Hills Nursing Center | Un.trib./Double Branch | 0 |  | 4F | Independence | 0.02 | 20 | 20 | 5 | 3 |  | 20 | 20 | 12 |  |  |  | 3 | <10 |  | 950315
47988 | Eureka Springs KOA Camp gr | Un.trib.West Leatherwood | 0 |  | 4K | Carroll | 0.006 | 15 | 20 | 5 | 3 |  | 20 | 20 | 10 |  |  |  | 3 | <10 |  | 950315
48003 | Alumina & Ceramics Lab | Un.trib./Hurricane Cree | 0 |  | 2C | Saline | 0.001 | 20 | 20 | 5 | 3 |  | 20 | 20 | 12 |  |  |  | 3 | <10 |  | 950604
47881 | Deaton's Citgo | Un.trib./Deceiper Creek | 0 |  | 2G | Clark | 0.01 | 20 | 20 | 5 | 3 |  | 20 | 20 | 12 |  |  |  | 3 | <10 |  | 950604
38326 | Allegheny Wastewater Asso | Un.trib./Worthington Cr | 0 |  | 4G | Sharp | 0.05 | 15 | 20 | 5 |  |  | 20 | 20 | 12 |  |  |  | 3 | <10 |  | 920216
46094 | Fox Meadows MHP | Un.trib./Krutz Ditch | 0 |  | 5C | Mississippi | 0.014 | 20 | 30 | 5 | 3 |  | 20 | 30 | 12 |  |  |  | 3 | <10 |  | 911214
37559 | Cedar Hill Investments LLC | Un.trib./Hurricane Cree | 0 |  | 2C | Saline | 0.02 | 20 | 30 | 5 | 3 |  | 20 | 30 | 12 |  |  |  | 3 | <10 |  | 910910
42919 | Shirley Carwash&Laundry | Un. ditch/Little Red R. | 0 |  | 4E | Van Buren | 0.002 | 10* | 15 |  |  |  | Year-round | [5 empty] | 4 | <10 |  | 871103
39055 | Ark Dept of Corr-Wright sv | Un trib/Arkansas River | 0 |  | 3C | Pulaski | 0.2 | 15 | 15 | 4 | 5 |  | 15 | 15 | 10 |  | 5 |  | 3 | <10 | Flow increase from 0.15 MGD | 900826
45446 | Fish Farm Experiment Lab1 | Un.trib/L.LaGrue Bayou | 0 |  | 4A | Arkansas | 0.002 | 10 | 15 | 5 |  |  | 10 | 15 | 10 |  |  |  | 4 | <10 |  | 900826
45446 | Fish Farm Experiment Lab2 | Un.trib/L.LaGrue Bayou | 0 |  | 4A | Arkansas | 0 | 10 | 15 | 5 |  |  | 10 | 15 | 10 |  |  |  | 4 | <10 |  | 900826
45390 | Rolling Meadows MHP | Un.trib./Meeks Creek | 0 |  | 4I | Boone | 0.006 | 10 | 15 | 5 |  |  | 10 | 15 | 10 |  |  |  | 4 | <10 |  | 900826
43699 | Concord Baptist Church | Un trib/Frog Bayou | 0 |  | 3H | Crawford | 0.005 | 25 | 30 | 10 | 5 |  | 30* | 30 |  |  |  |  | 3 | <10 |  | 890130
38806 | Forrest City-School D. #7 | Big Telico Creek |  |  | 5B | St. Francis | 0.01 | 20 | 20 | 5 |  |  | 20 | 20 | 14 |  |  |  | 3 |  |  | 890514
43257 | Farm Fresh Catfish Company | Un trib/Saline River | 0 |  | 2C | Grant | 0.3 | 20 | 40 | 6 |  |  | 20 | 40 | 15 |  |  |  | 3 | <10 |  | 890514
34428 | Fairfield Bay-Hidden Vall | Un trib/Lynn Creek | 0 |  | 4E | Van Buren | 0.1 | 10 | 15 | 5 |  |  | 10 | 15 | 10 |  |  |  | 3 | <10 |  | 890514
44652 | Hurricane Lake MHP | Hurricane Creek |  |  | 2C | Saline | 0.033 | 10 | 15 | 5 |  |  | 10 | 15 | 10 |  |  |  | 4 |  |  | 890630
44512 | Diamondhead P.O.A. | Lake Catherine |  |  | 2F | Garland | 0.002 | 10 | 15 | 5 |  |  | 10 | 15 | 10 |  |  |  | 4 |  |  | 890929
44075 | Fountain Lake School Dist | Un trib/Saline River | 0 |  | 2C | Garland | 0.025 | 10 | 15 | 5 |  |  | 10 | 15 | 10 |  |  |  | 4 | <10 |  | 890929
44431 | Jordan MHP | Bell Branch |  |  | 2D | Ashley | 0.011 | 20 | 30 | 5 |  |  | 20* | 30 |  |  |  |  | 3 |  |  | 890929
36358 | Wabash Alloys | Un trib/Dodson Creek | 0 |  | 2C | Saline | 0.005 | 10 | 15 | 5 |  |  | 10 | 15 | 10 |  |  |  | 4 | <10 |  | 890929
48202 | AHTD Hwy 63 West Interchang | Un.trib/Big Creek Ditch | 0 |  | 4B | Craighead | 0.014 | 15 | 20 | 5 |  |  | 15 | 20 | 10 |  |  |  | 3 | <10 | New discharge | 20527
42129 | Collegeville Hgt. MHP | Owen Creek |  |  | 3C | Saline | 0.015 | 10 | 15 | 5 | 5 |  | Year-round | [5 empty] | 4 |  |  | 860830
41271 | Farr Shores | Un trib./Lake Hamilton | 0 |  | 2F | Garland | 0.026 | 10 | 15 | 10 |  |  | Year-round | [6 empty] | <10 |  | 860830
41301 | Golden Meadows P.O.A. | Un trib/Tucker Creek | 0 |  | 3D | Faulkner | 0.025 | 10 | 15 | 10 | 5 | [7 empty] | 4 | <10 |  | 860830
38130 | Lake Chicot State Pk. | Lake Chicot |  |  | 2A | Chicot | 0.07 | 10* | 15 |  |  |  | Year-round | [5 empty] | 4 |  | Flow change from 0.54 MGD, 09/26/91 | 880215
41262 | Mid South - Mena | Rock Creek/Mountain For |  |  | 1D | Polk | 0.072 | 15 | 15 | 5 |  |  | Year-round | [5 empty] | 3 |  |  | 880215
43605 | Waldenburg | Un trib/Bayou de View | 0 |  | 4B | Poinsett | 0.02 | 15 | 15 | 4 | 5 |  | 15 | 15 | 10 |  | 5 |  | 3 | <10 |  | 880512
21814 | White Hall | Arkansas River |  |  | 3C | Jefferson | 0.4 | 30* | 90 |  |  |  | Year-round | [5 empty] | 3 |  |  | 880729
36030 | Narrows Dam Rec. Area | Lake Greeson |  |  | 2G | Pike | 0.006 | 10 | 15 | 5 |  |  | 10 | 15 | 10 |  |  |  | 4 |  |  | 880828
43460 | Fairfield Bay-Hooten Holl | Greers Ferry Lake |  |  | 4E | Van Buren | 0.013 | 10 | 15 | 5 |  |  | 10 | 15 | 10 |  |  |  | 4 |  |  | 880828
40312 | Highland Square Laund | Lake Mirandy/L. Otter C |  |  | 4H | Sharp | 0.006 | 2003-10-15 | [10 empty] | 4 |  |  | 830622
37052 | Bull Shoals St Pk | White River |  |  | 4I | Baxter | 0.027 | 30* | 30 |  |  |  | Year-round | [5 empty] | 3 |  |  | 870222
38571 | Pinnacle Mtn. Sta. Pk. | Big Maumelle River |  |  | 3D | Pulaski | 0.001 | 10* | 15 |  |  |  | Year-round | [5 empty] | 4 |  |  | 870222
34509 | GreersFerryNatFshHat | Little Red River |  |  | 4E | Cleburne | 0.007 | 10* | 15 |  |  |  | Year-round | [5 empty] | 4 |  |  | 870717
42897 | Texarkana Kampground | Un trib/Bois d'Arc Bayou | 0 |  | 1B | Miller | 0.03 | Effluent Storage May-Oc |  |  |  |  | 30* | 90 |  |  |  |  | 3 | <10 |  | 871103
39454 | Gold Creek Landing | Lake Conway |  |  | 3D | Faulkner | 0.003 | 10* | 15 | [9 empty] | 4 |  |  | 871127
37648 | Petit Jean State Park-01 | Cedar Creek |  |  | 3G | Conway | 0.05 | 10* | 15 |  |  |  | Year-round | [5 empty] | 4 |  |  | 880215
37648 | Petit Jean State Park-02 | Cedar Creek |  |  | 3G | Conway | 0.035 | 10* | 15 |  |  |  | Year-round | [5 empty] | 4 |  |  | 880215
50237 | Base Common WWTP | Bayou Meto |  |  | 3B | Pulaski | 0.07 | 10 | 15 | 4 | 5 |  | 10 | 15 | 10 |  |  |  | 3 |  | New discharge; See "BMeto_sC.SMP" and "BMeto_sP.SMP" | 41023 | 41002 | 41029 | 41115
48941 | Airborne Nacelle Services, Inc. | Un.trib./Lake Catherine | 0 |  | 2F | Garland | 0.03 | 10 | 15 | 5 |  | m | 10 | 15 | 10 |  |  | m | 4 | <10 |  | 990225 | 990222 | Default | 309
698 | Alumnitec, Inc. | Lake Catherine |  |  | 2F | Faulkner | 0.006 | 10 | 15 | 5 |  |  | 10 | 15 | 10 |  |  |  | 4 |  | Total phosphorus monitoring required | 920412 | 920407 | 921202 | 920608
49018 | Benton-Hurricane Lake | Hurricane Creek |  |  | 2C | Saline | 0.56 | 10 | 15 | 4 | 3 |  | 10 | 15 | 8 |  | 5 |  | 3 |  | New discharge | 991107 | 991011 | 991228 | 903
48135 | Bauxite School Dist.# 14 | Un.trib./Hurricane Cree | 0 |  | 2C | Saline | 0.012 | 15 | 20 | 6 |  |  | 20 | 20 | 12 |  |  |  | 3 | <10 | Two treatment facilities to separate streams covered by same permit number | 951207 | 951122 |  | 960524
44156 | Alcoa Road MHP | Un trib/Hurricane Creek | 0 |  | 2C | Saline | 0.013 | 20 | 20 | 4 | 4 |  | 20 | 20 | 10 |  |  |  | 3 | <10 |  | 890331 | 890327 | 890421 | 890518
49816 | Convenient Store | Un.trib/Hurricane Creek | 0 |  | 2C | Saline | 0.0005 | 15 | 20 | 5 |  |  | 15 | 20 | 10 |  |  |  | 3 | <10 | New discharge | 20527 | 20429 | 20620 | 20909
50873 | Arkansas Reclamation Co. | White Oak Creek | 0 | permit withdrawn | 4D | White | 0.144 | 10 | ELG | 5 | 3 |  | 15 | ELG | 10 | 5.6 | 2 |  | 3 | <10 | New facility. |  | 71010 | Default |  |  |  | + | #VALUE!
on hold | Tannenbaum Condominiums | Greers Ferry Lake | na |  | 4E | Cleburne | 0.0216 | 10 | 15 | 5 | 5 | 1 | 10 | 15 | 10 |  | 5 | 1 | 4 | [8 empty] | + | #VALUE!
50881 | Valley View Land Development | Main Ditch #1/Mulligan Lateral | 0 |  | 5B | Craighead | 0.06643 | 15 | 20 | 5 | 4 |  | Year-round | [5 empty] | 3 | <10 | New Discharge. Segmented with Hunter Glen Sub. - AR0048658 | 80116 | 80201 | 80506 | 80327 | 8020203 | 5 | + | #VALUE!
48178 | Huntco Steel | Un.trib./Pemiscot Bayou | 0 |  | 5C | Mississippi | 0.07 | 20 | 20 | 5 | 3 |  | 20 | 20 | 12 |  |  |  | 3 | <10 |  | 951207 | 951122 |  | 960524 |  |  | + | #VALUE!
46426 | Agf-Blue Mountain L. WDA | Un.trib./Sugar Creek | 0 |  | 3G | Logan | 0.001 | 10 | 15 | 5 |  |  | 10 | 15 | 10 |  |  |  | 4 | <10 |  | 920612 | 920608 | 921202 | 920901 |  |  | + | #VALUE!
45683 | Ahtd - Big Piney East Rest A | Un.trib./Lake Dardanelle | 0 |  | 3H | Johnson | 0.01 | 10 | 15 | 5 |  | m | 10 | 15 | 10 |  |  | m | 4 | <10 |  | 910220 | 910214 | 910612 | 910401 |  |  | + | #VALUE!
43346 | AHTD - Red R. Rest Area | Red River | 992 |  | 1B | Miller | 0.012 | 30* | 30 |  | 2 |  | Year-round | [5 empty] | 3 |  | modeled at Qe=0.02 MGD. | 80814 | 880211 | Default | 80930 | 11140201 | 5 | 11140201+5 | #VALUE!
48917 | Angel Lake Properties | Galla Creek |  |  | 3F | Pope | 0.01 | 15 | 20 | 4 | 3 |  | 15* | 20 |  |  |  |  | 3 |  | New discharge | 990225 | 990222 | Default | 309 |  |  | + | #VALUE!
38571 | Ar.Dept.Parks-Pinnacle Mt | 01,02-Maumelle R,03-L.Mau |  |  | 3D | Pulaski | 0.0012 | 10 | 15 | 5 |  |  | 10 | 15 | 10 |  |  |  | 4 |  | *001-0.0012 MGD002-0.0022 MGD, 003-0.0022 MGD:003 goes to L. Maumelle River | 911214 | 911211 | 920220 | 920225 |  |  | + | #VALUE!
1783 | Baxter Healthcare Corp. | Un.trib./Walker Creek | 0 |  | 4F | Baxter | 0.351 | 20 | 20 | 2 |  |  | 20 | 20 | 4 |  | 4 |  | 3 | <10 | Ammonia limits based on prevention of ammonia toxicity instream | 910910 | 910913 | 911010 | 911021 |  |  | + | #VALUE!
48861 | Birchwood Estates | Ditch # 7 |  |  | 5A | Mississippi | 0.045 | 20 | 20 | 5 |  |  | 20 | 20 | 12 |  |  |  | 3 |  |  | 970717 | 970711 | 971230 | 971120 |  |  | + | #VALUE!
48666 | Browns Equipment and Rental | Un.trib./Lick Creek | 0 |  | 4A | Phillips | 0.015 | 20 | 20 | 5 | 3 |  | 20 | 20 | 12 |  |  |  | 3 | <10 |  | 970717 | 970711 | 971230 | 971120 |  |  | + | #VALUE!
48224 | Canal Gardens Subdivision | Mississippi River |  |  | 6C | Crittenden | 0.3 | 30* | 90 |  |  |  | Year-round | [5 empty] | 3 |  |  | 961030 | 961017 | 961219 | 970129 |  |  | + | #VALUE!
50067 | Central Baptist Church | Un.trib./Tucker Creek | 0 |  | 3F | Faulkner | 0.002 | 15 | 20 | 4 |  |  | 20* | 20 |  |  |  |  | 3 | <10 | New discharge | 31015 | 31009 | 31114 |  |  |  | + | #VALUE!
48208 | Coleman Service Center, Inc. | Davis Branch |  |  | 4B | Craighead | 0.012 | 15 | 20 | 6 |  |  | 20/20/12 Nov-Apr | [5 empty] | 3 |  |  | 951207 | 951122 |  | 960524 |  |  | + | #VALUE!
49841 | Crowleys Ridge College | Un.trib./Eight Mile Creek | 0 |  | 5A | Greene | 0.015 | 15 | 20 | 5 |  |  | 15 | 20 | 10 |  |  |  | 3 | <10 | New Update to WQMP | 21111 | 21106 | 21216 | 30327 |  |  | + | #VALUE!
47031 | Cushman Housing Authority | Un.trib./Spring Creek | 0 |  | 4F | Independence | 0.005 | 20 | 30 | 5 | 3 |  | 20 | 30 | 12 |  |  |  | 3 | <10 |  | 931121 | 931115 | 931228 | 940111 |  |  | + | #VALUE!
49662 | Decker Ridge POA, Inc. | Decker Bayou |  |  | 5A | Crittenden | 0.036 | 15/20/5 May*-Oct |  |  |  |  | 20 | 20 | 10 |  |  |  | 3 |  | New discharge | 11006 | 10912 | 20218 | 11130 |  |  | + | #VALUE!
49956 | Dixon Street Exxon | Un.trib/Fish Creek | 0 |  | 3C | Pulaski | 0.0006 | 15 | 20 | 5 |  |  | 15 | 20 | 10 |  |  |  | 3 | <10 | Segmented model combines AR0042544, AR0049956, AR0044601. See models "42544s_x.SMP", "44601_x.SMP" | 30321 | 30226 | 31009 | 30320 |  |  | + | #VALUE!
42838 | Farmland Ind., Inc.-Southern | Macon Bayou |  |  | 2A | Chicot | 0.175 | 50* | 90 | 8 | 5 |  | 75* | 90 | 15 |  |  |  | 3 |  |  | 880215 | 880211 |  | 880330 |  |  | + | #VALUE!
36072 | Geo.Pacific-ElDorado Wet D. | Un.trib/Bayou De Loutre | 0 |  | 2D | Union | 0.4 | 40* |  |  |  |  | Year-round | [5 empty] | 3 | <10 | Intermittent discharges following storm events | 20527 | 20422 |  | 20909 |  |  | + | #VALUE!
48623 | Gericorp, Inc. | Un.trib./Old River Lake | 0 |  | 3D | Conway | 0.01 | 15 | 20 | 5 |  |  | 15* | 20 |  |  |  |  | 3 | <10 |  | 970519 | 970430 | 971230 | 971118 |  |  | + | #VALUE!
49654 | Green Lake Estates | Lake Conway |  |  | 4F | Faulkner | 0.01 | 10 | 15 | 5 |  |  | 10 | 15 | 10 |  |  |  | 4 |  | New discharge | 11213 | [5 empty] | + | #VALUE!
50407 | Greg Massey Duplexes | Un.trib/Greenbrier Ck/Cadron Ck | 0 |  | 3D | Faulkner | 0.0052 | 15 | 20 | 5 | 5 |  | 20 | 20 | 10 |  |  |  | 3 | <10 | Segmented model, see "36536s_X.SMP" | 50510 | 50426 | 70517 | 70316 |  |  | + | #VALUE!
44679 | Hartford School District | Un.trib./West Creek | 0 |  | 3I | Sebastian | 0.01 | 20 | 20 | 5 |  |  | 20 | 20 | 14 |  |  |  | 3 | <10 |  | 890514 | 890505 | 890627 | 890719 |  |  | + | #VALUE!
558 | I.P. at Camden | Ouachita River |  |  | 2D | Ouachita | 8.5 | 4598 lbs/day CBOD5 Sep-Apr |  |  |  |  | 3696 lbs-May,3979 lbs-June-July | [5 empty] | 1 |  | 3507 lbs/day August | 921127 | 921120 | 921210 | 930111 |  |  | + | #VALUE!
49441 | Jordan's #5 | Un.trib./Mayberry Slough | 0 |  | 4C | Jackson | 0.003 | 15 | 20 | 5 | 2 |  | 20 | 20 | 10 |  | 2 |  | 3 | <10 | fka Griffin Express Store # 146 | 10303 | 10227 | 10517 | 10723 |  |  | + | #VALUE!
46302 | K Mobile Home Park | Fourche Creek | 0.1 |  | 3C | Saline | 0.044 | 15 | 20 | 5 | 2 |  | 15 | 20 | 12 |  | 2 |  | 3 |  |  | 920216 | 920212 | 920529 | 920407 | 11110207 | 24 | 11110207+24 | #VALUE!
49671 | Lake Ridge Estates | Rocky Branch Creek |  |  | 4E | White | 0.036 | 15 | 20 | 5 |  |  | 15 | 20 | 10 |  |  |  | 3 |  | New discharge | 11006 | 10912 | 20218 | 11130 |  |  | + | #VALUE!
45233 | Lockheed Martin Vought Systems | Locust Bayou |  |  | 2D | Ouachita | 0.01 | 10 | 15 | 5 | 5 |  | 30* | 30 |  |  |  |  | 3 |  |  | 900316 | 900308 |  | 900507 |  |  | + | #VALUE!
40126 | Macon Subdivision | Un.trib./Bayou Meto | 0 |  | 3B | Pulaski | 0.005 | 20 | 20 | 4 |  |  | 20 | 20 | 15 |  |  |  | 3 | <10 |  | 881126 | 881116 | 890217 | 890126 |  |  | + | #VALUE!
40983 | Mountain View Lodge, Inc. | Un.trib./Arkansas River | 0 |  | 3H | Franklin | 0.008 | 25 | 30 | 8 | 3 |  | 25 | 30 | 15 |  |  |  | 3 | <10 |  | 900316 | 900308 |  | 900507 |  |  | + | #VALUE!
47899 | Murray's One Stop | Un.trib./L.Cornie Bayou | 0 |  | 2E | Union | 0.001 | 20 | 20 | 5 | 3 |  | 20 | 20 | 12 |  |  |  | 3 | <10 |  | 950715 | 950705 |  | 951122 |  |  | + | #VALUE!
48887 | Myrtle Grove Estates POA | Un.trib./Lake Chicot | 0 |  | 2A | Chicot | 0.015 | 10 | 15 | 5 |  |  | 10 | 15 | 10 |  |  |  |  | <10 | Proposed new discharge | 980719 | 980716 | Default | 990105 |  |  | + | #VALUE!
46795 | Electric Cowboy of Texarkana | Un.trib./McKinney Bayou | 0 |  | 1B | Miller | 0.024 | 20 | 20 | 5 |  |  | 20 | 20 | 12 |  |  |  | 3 | <10 |  | 930417 | 930413 | 930608 | 930615 |  |  | + | #VALUE!
46060 | Pulaski County SID #221 | Un.trib./Fourche Bayou | 0 |  | 3C | Pulaski | 0.027 | 20 | 30 | 5 | 4 |  | 20 | 30 | 12 |  |  |  | 3 | <10 |  | 910910 | 910913 | 920220 | 911021 |  |  | + | #VALUE!
46051 | Quail Ridge Subdivision | Owen Creek |  |  | 3C | Saline | 0.018 | 15 | 20 | 5 | 3 |  | 15 | 20 | 12 | report | 2 |  | 3 |  | Model segmented with AR0049042, see "46051s_x.SMP", former PN 12/14/91 | 70914 | 70904 | 80506 | 71219 | 11110207 | 24 | 11110207+24 | #VALUE!
49905 | Red Barn BBQ | Un.trib./Clear Lake | 0 |  | 1B | Miller | 0.0005 | 15 | 20 | 5 |  |  | 15 | 20 | 10 |  |  |  | 3 | <10 | New discharge | 30321 | 30226 | 31009 | 30320 |  |  | + | #VALUE!
49760 | Ridges of Hot Springs POA | Sorrells Creek |  |  | 2F | Hot Spring | 0.05 | 15 | 20 | 5 | 3 |  | 15 | 20 | 10 |  |  |  | 3 |  | New discharge | 20527 | 20422 | 20614 | 20909 |  |  | + | #VALUE!
45438 | Riveria Utilities of Ar, Inc. | Un.trib./Ouachita River | 0 |  | 2F | Garland | 0.015 | 10 | 15 | 5 |  |  | 10 | 15 | 10 |  |  |  | 4 | <10 |  | 900316 | 900308 |  | 900507 |  |  | + | #VALUE!
50342 | Royal Oaks Vista, LLC | Un.trib/Greers Ferry Lake | 0 |  | 4E | Cleburne | 0.0144 | 10 | 15 | 5 |  |  | Year-round | [5 empty] | 4 | <10 | TP limit 1 mg/L year-round until 2007, thereafter limit of 0.5 mg/L. | 50510 | 50426 | 70517 | 70316 |  |  | + | #VALUE!
47627 | SMI Steel | Hurricane Creek |  |  | 1A | Columbia | 0.005 | 15 | 20 | 5 |  |  | 15 | 20 | 12 |  |  |  | 3 |  |  | 961030 | 961017 | 970311 | 970129 |  |  | + | #VALUE!
46779 | Southside Middle School | Double Branch |  |  | 4F | Independence | 0.023 | 20 | 20 | 5 | 3 |  | 20 | 20 | 12 |  |  |  | 3 |  |  | 930206 | 930201 | 930222 | 930505 |  |  | + | #VALUE!
50695 | Star Creek & Star Lake Sub.-New Water Systems, Division of ECCI | Gold Creek/ Lake Conway | 0 |  | 3F | Faulkner | 0.034 | 10 | 15 | 5 | 2 | 1 | 10 | 15 | 10 |  | 5 | 1 | 3 | <10 | New facility discharge | 70106 | 60901 | 70517 | 70316 |  |  | + | #VALUE!
49336 | Tina's Seafood Buffett | Un.trib./Dry Creek | 0 |  | 2E | Union | 0.0015 | 20 | 20 | 5 | 3 |  | 20 | 20 | 12 |  |  |  | 3 | <10 | New Discharge | 1005 | 913 | 1106 | 1116 |  |  | + | #VALUE!
40339 | Whelen Springs Lumber Mill | Un.trib./Beech Creek | 0 |  | 2G | Clark | HCR* | 150* | 300 |  |  |  | Year-round | [5 empty] | 3 | <10 | Qe=13%Qs May-Oct,28% Nov-Apr | 970717 | 970711 | 970807 | 971120 |  |  | + | #VALUE!
46116 | Plum Creek Manufacturing | Dollar Slough |  |  | 2D | Union | 0.003 | 10 | 15 | 5 |  |  | 10 | 15 | 10 |  |  |  | 4 |  | Effluent policy | 970519 | 970430 | 971230 | 971118 |  |  | + | #VALUE!
50059 | Primrose United Methodist Ch. | Un.trib./Fish Creek | 0 |  | 3C | Pulaski | 0.0015 | 15 | 20 | 4 | 3 |  | 15* | 20 |  |  |  |  | 3 | <10 | New discharge | 31015 | 31009 | 31114 |  |  |  | + | #VALUE!
37974 | Brookland | Maple Slough Ditch |  |  | 5A | Craighead | 0.12 | 20 | 20 | 5 | 3 |  | 20 | 20 | 13 |  |  |  | 3 |  |  | 891125 | 891122 |  | 900108 |  |  | + | #VALUE!
47236 | Mary L. Bivens dba B & M Mobile Home Park | Un.trib./Crooked Creek | 0 | Permit denied in January 2010. | 3C | Saline | 0.01 | 15 | 20 | 6 |  |  | 20 | 20 | 12 |  |  |  | 3 | <10 |  | 930627 | 930622 | 100526 | 930811 |  |  | + | #VALUE!
Note on I102: cotter: BOD5
Note on I109: cotter: BOD5
Note on I110: cotter: BOD5
Note on I111: cotter: BOD5
Note on I113: cotter: BOD5
Note on I114: cotter: BOD5
Note on I115: cotter: BOD5
Note on I129: cotter: BOD5
Note on I135: cotter: BOD5
Note on I142: cotter: BOD5
Note on I143: cotter: BOD5
Note on K9: cotter: BOD5
Note on K15: cotter: BOD5
Note on K18: cotter: BOD5
Note on K19: cotter: BOD5
Note on K30: cotter: BOD5
Note on N89: cotter: BOD5
Note on N96: cotter: BOD5
Note on N130: cotter: BOD5
Note on N136: cotter: BOD5
Note on N142: cotter: BOD5
Note on N144: cotter: BOD5
Note on N152: cotter: BOD5
Note on N170: cotter: BOD5
Note on P5: cotter: BOD5
Note on P12: cotter: BOD5
Note on P26: cotter: BOD5
Note on P27: cotter: BOD5
Note on P29: cotter: BOD5
Note on P38: cotter: BOD5

## Justification Code
| Code # Justification | Code WQ | MP Code Description | Code UAA Code Description
1 | Calibrated Model
2 | Design Criteria
3 | Desk Top Model
4 | Effluent Policy
5 | Field Verified Desktop
|  | pn = pu | blic notice | sr = stream reclassification
|  | ph = pu | blic hearing | int = intermittent stream
|  | na = no | t in wqmp | at = advanced treatment
Cross

## TMDL
DOCUMENT DATE | PN DATE | APPROVAL DATE | WATERBODY NAME | P. SEG | H.U.C. | REACH | PARAMETER | TMDL | UNITS | SEASON | LA | WLA | MOS | FUTURE GROWTH | REMARKS
2005-01-01 | unknown | 2005-01-06 | Tyronza River | 5A | 8020203 | 12 | TSS | 24 | tons/day | base flow | 24 | 0 | 0 |  | ln TSS = 1.339 * ln Turbidity – 0.787
2005-01-01 | unknown | 2005-01-06 | Tyronza River | 5A | 8020203 | 12 | TSS | 394 | tons/day | storm flow | 394 | 0 | 0 |  | ln TSS = 0.895 * ln Turbidity + 0.654
2007-01-01 | unknown | 2007-01-16 | Bear Creek Lake | 5A | 8020203 |  | TP | 1005 | kg/year | all year | 905 | 0 | 100
2007-01-01 | unknown | 2007-01-16 | Horseshoe Lake | 5A | 8020203 |  | TP | 3383 | kg/year | all year | 3045 | 0 | 338
2007-01-01 | unknown | 2007-01-16 | Mallard Lake | 5C | 8020204 |  | TP | 168 | kg/year | all year | 151 | 0 | 17
2001-10-01 | unknown | 2002-01-11 | L'Anguille River | 5B | 8020205 | 1 | TSS | 3021 | Lbs/da | Jul-Oct | 3021 | 0
2001-10-01 | unknown | 2002-01-11 | L'Anguille River | 5B | 8020205 | 1 | TSS | 12731 | Lbs/da | Feb-Apr | 12731 | 0
2001-10-01 | unknown | 2002-01-11 | L'Anguille River | 5B | 8020205 | 2 | TSS | 22225 | Lbs/da | Jul-Oct | 22225 | 0
2001-10-01 | unknown | 2002-01-11 | L'Anguille River | 5B | 8020205 | 2 | TSS | 91056 | Lbs/da | Feb-Apr | 91056 | 0
2001-10-01 | unknown | 2002-01-11 | L'Anguille River | 5B | 8020205 | 3 | TSS | 8415 | Lbs/da | Jul-Oct | 8415 | 0
2001-10-01 | unknown | 2002-01-11 | L'Anguille River | 5B | 8020205 | 3 | TSS | 33876 | Lbs/da | Feb-Apr | 33876 | 0
2001-10-01 | unknown | 2002-01-11 | L'Anguille River | 5B | 8020205 | 4 | TSS | 29561 | Lbs/da | Jul-Oct | 29561 | 0
2001-10-01 | unknown | 2002-01-11 | L'Anguille River | 5B | 8020205 | 4 | TSS | 120617 | Lbs/da | Feb-Apr | 120617 | 0
2001-10-01 | unknown | 2002-01-11 | L'Anguille River | 5B | 8020205 | 5 | TSS | 54806 | Lbs/da | Jul-Oct | 54806 | 0
2001-10-01 | unknown | 2002-01-11 | L'Anguille River | 5B | 8020205 | 5 | TSS | 223324 | Lbs/da | Feb-Apr | 223324 | 0
2001-10-01 | 2015-09-16 | 2016-03-01 | L'Anguille River | 5B | 8020205 | 004 | Fecal coliform | 1250000000000 | col/day | May-Sep | 1140000000000 | 107000000000 | implicit
2001-10-01 | 2015-09-16 | 2016-03-01 | L'Anguille River | 5B | 8020205 | 004 | Fecal coliform | 9960000000000 | col/day | Oct-Apr | 9850000000000 | 107000000000 | implicit
2001-10-01 | 2015-09-16 | 2016-03-01 | L'Anguille River | 5B | 8020205 | 005 | Fecal coliform | 2310000000000 | col/day | May-Sep | 2280000000000 | 22200000000 | implicit
2001-10-01 | 2015-09-16 | 2016-03-01 | L'Anguille River | 5B | 8020205 | 005 | Fecal coliform | 18400000000000 | col/day | Oct-Apr | 18400000000000 | 22500000000 | implicit
2006-01-01 | unknown | 2006-01-06 | Bayou DeView | 4B | 8020302 | 4 | TSS | 15.2 | tons/day | base flow | 15.2 | 0 | 0 |  | ln TSS = 0.697 * ln Turbidity + 1.06
2006-01-01 | unknown | 2006-01-06 | Bayou DeView | 4B | 8020302 | 4 | TSS | 181 | tons/day | storm flow | 181 | 0 | 0 |  | ln TSS = 0.546 * ln Turbidity + 1.53
2006-01-01 | unknown | 2006-01-06 | Bayou DeView | 4B | 8020302 | 5 | TSS | 12.2 | tons/day | base flow | 12.2 | 0 | 0 |  | ln TSS = 0.697 * ln Turbidity + 1.06
2006-01-01 | unknown | 2006-01-06 | Bayou DeView | 4B | 8020302 | 5 | TSS | 146 | tons/day | storm flow | 146 | 0 | 0 |  | ln TSS = 0.546 * ln Turbidity + 1.53
2006-01-01 | unknown | 2006-01-06 | Bayou DeView | 4B | 8020302 | 6 | TSS | 10.8 | tons/day | base flow | 10.8 | 0 | 0 |  | ln TSS = 0.697 * ln Turbidity + 1.06
2006-01-01 | unknown | 2006-01-06 | Bayou DeView | 4B | 8020302 | 6 | TSS | 129 | tons/day | storm flow | 129 | 0 | 0 |  | ln TSS = 0.546 * ln Turbidity + 1.53
2006-01-01 | unknown | 2006-01-06 | Bayou DeView | 4B | 8020302 | 7 | TSS | 3.04 | tons/day | base flow | 3.04 | 0 | 0 |  | ln TSS = 0.674 * ln Turbidity + 0.704
2006-01-01 | unknown | 2006-01-06 | Bayou DeView | 4B | 8020302 | 7 | TSS | 112 | tons/day | storm flow | 112 | 0 | 0 |  | ln TSS = 0.757 * ln Turbidity + 0.616
2006-01-01 | unknown | 2006-01-06 | Bayou DeView | 4B | 8020302 | 9 | TSS | 1.88 | tons/day | base flow | 1.88 | 0 | 0 |  | ln TSS = 0.674 * ln Turbidity + 0.704
2006-01-01 | unknown | 2006-01-06 | Bayou DeView | 4B | 8020302 | 9 | TSS | 69.2 | tons/day | storm flow | 69.2 | 0 | 0 |  | ln TSS = 0.757 * ln Turbidity + 0.616
2006-01-01 | unknown | 2006-01-06 | Cache River | 4B | 8020302 | 16 | TSS | 21.3 | tons/day | base flow | 21.3 | 0 | 0 |  | ln TSS = 0.891 * ln Turbidity - 0.646
2006-01-01 | unknown | 2006-01-06 | Cache River | 4B | 8020302 | 16 | TSS | 225 | tons/day | storm flow | 225 | 0 | 0 |  | ln TSS = 0.452 * ln Turbidity + 1.33
2006-01-01 | unknown | 2006-01-06 | Cache River | 4B | 8020302 | 17 | TSS | 19.4 | tons/day | base flow | 19.4 | 0 | 0 |  | ln TSS = 0.891 * ln Turbidity - 0.646
2006-01-01 | unknown | 2006-01-06 | Cache River | 4B | 8020302 | 17 | TSS | 205 | tons/day | storm flow | 205 | 0 | 0 |  | ln TSS = 0.452 * ln Turbidity + 1.33
2006-01-01 | unknown | 2006-01-06 | Cache River | 4B | 8020302 | 18 | TSS | 19.1 | tons/day | base flow | 19.1 | 0 | 0 |  | ln TSS = 0.891 * ln Turbidity - 0.646
2006-01-01 | unknown | 2006-01-06 | Cache River | 4B | 8020302 | 18 | TSS | 202 | tons/day | storm flow | 202 | 0 | 0 |  | ln TSS = 0.452 * ln Turbidity + 1.33
2006-01-01 | unknown | 2006-01-06 | Cache River | 4B | 8020302 | 19 | TSS | 16.7 | tons/day | base flow | 16.7 | 0 | 0 |  | ln TSS = 0.891 * ln Turbidity - 0.646
2006-01-01 | unknown | 2006-01-06 | Cache River | 4B | 8020302 | 19 | TSS | 176.9 | tons/day | storm flow | 176.9 | 0 | 0 |  | ln TSS = 0.452 * ln Turbidity + 1.33
2006-01-01 | unknown | 2006-01-06 | Cache River | 4B | 8020302 | 20 | TSS | 19.3 | tons/day | base flow | 19.3 | 0 | 0 |  | ln TSS = 0.351 * ln Turbidity + 2.80
2006-01-01 | unknown | 2006-01-06 | Cache River | 4B | 8020302 | 20 | TSS | 347 | tons/day | storm flow | 347 | 0 | 0 |  | ln TSS = 0.350 * ln Turbidity + 2.86
2006-01-01 | unknown | 2006-01-06 | Cache River | 4B | 8020302 | 21 | TSS | 17.3 | tons/day | base flow | 17.3 | 0 | 0 |  | ln TSS = 0.351 * ln Turbidity + 2.80
2006-01-01 | unknown | 2006-01-06 | Cache River | 4B | 8020302 | 21 | TSS | 311 | tons/day | storm flow | 311 | 0 | 0 |  | ln TSS = 0.350 * ln Turbidity + 2.86
2006-01-01 | unknown | 2006-01-06 | Cache River | 4B | 8020302 | 27 | TSS | 10.5 | tons/day | base flow | 10.5 | 0 | 0 |  | ln TSS = 1.024 * ln Turbidity - 0.314
2006-01-01 | unknown | 2006-01-06 | Cache River | 4B | 8020302 | 27 | TSS | 304 | tons/day | storm flow | 304 | 0 | 0 |  | ln TSS = 0.796 * ln Turbidity + 0.662
2006-01-01 | unknown | 2006-01-06 | Cache River | 4B | 8020302 | 28 | TSS | 9.22 | tons/day | base flow | 9.22 | 0 | 0 |  | ln TSS = 1.024 * ln Turbidity - 0.314
2006-01-01 | unknown | 2006-01-06 | Cache River | 4B | 8020302 | 28 | TSS | 267 | tons/day | storm flow | 267 | 0 | 0 |  | ln TSS = 0.796 * ln Turbidity + 0.662
2006-01-01 | unknown | 2006-01-06 | Cache River | 4B | 8020302 | 29 | TSS | 8.22 | tons/day | base flow | 8.22 | 0 | 0 |  | ln TSS = 1.024 * ln Turbidity - 0.314
2006-01-01 | unknown | 2006-01-06 | Cache River | 4B | 8020302 | 29 | TSS | 238 | tons/day | storm flow | 238 | 0 | 0 |  | ln TSS = 0.796 * ln Turbidity + 0.662
2006-01-01 | unknown | 2006-01-06 | Cache River | 4B | 8020302 | 31 | TSS | 7.47 | tons/day | base flow | 7.47 | 0 | 0 |  | ln TSS = 1.024 * ln Turbidity - 0.314
2006-01-01 | unknown | 2006-01-06 | Cache River | 4B | 8020302 | 31 | TSS | 216 | tons/day | storm flow | 216 | 0 | 0 |  | ln TSS = 0.796 * ln Turbidity + 0.662
2006-01-01 | unknown | 2006-01-06 | Cache River | 4B | 8020302 | 32 | TSS | 6.43 | tons/day | base flow | 6.43 | 0 | 0 |  | ln TSS = 1.024 * ln Turbidity - 0.314
2006-01-01 | unknown | 2006-01-06 | Cache River | 4B | 8020302 | 32 | TSS | 186 | tons/day | storm flow | 186 | 0 | 0 |  | ln TSS = 0.796 * ln Turbidity + 0.662
2007-01-01 | unknown | 2007-01-16 | Frierson Lake | 4B | 8020302 |  | TSS | 82.5 | Lbs/da | base flow | 82.5 | 0 |  |  | Turbidity = 101.31 × Ln(TSS) – 217.24
2007-01-01 | unknown | 2007-01-16 | Frierson Lake | 4B | 8020302 |  | TSS | 939 | Lbs/da | storm flow | 939 | 0 |  |  | Turbidity = 101.31 × Ln(TSS) – 217.24
2007-01-01 | unknown | 2007-01-16 | Old Town Lake | 4A | 8020303 |  | TP | 3064 | kg/year | all year | 2758 | 0 | 306
2006-01-01 | unknown | 2006-01-06 | Wabbaseka Bayou | 3A | 8020401 | 3 | TSS | 1.81 | tons/day | base flow | 1.81 | 0 | 0 |  | ln TSS = 0.546 * ln Turbidity + 1.139
2006-01-01 | unknown | 2006-01-06 | Wabbaseka Bayou | 3A | 8020401 | 3 | TSS | 44.2 | tons/day | storm flow | 44.2 | 0 | 0 |  | ln TSS = 0.417 * ln Turbidity + 1.451
2002-12-02 | unknown | 2002-12-18 | ELCC Tributary | 2D | 8040201 | 606 | Chlorides | 2375 | Lbs/da | all year | 1987 | 388
2002-12-02 | unknown | 2002-12-18 | ELCC Tributary | 2D | 8040201 | 606 | Sulfates | 5137 | Lbs/da | all year | 4554 | 583
2002-12-02 | unknown | 2002-12-18 | ELCC Tributary | 2D | 8040201 | 606 | TDS | 17665 | Lbs/da | all year | 15447 | 2218
2002-12-02 | unknown | 2002-12-18 | ELCC Tributary | 2D | 8040201 | 606 | Ammonia-N | 42.18 | Lbs/da | May-Oct | 0 | 42.18
2002-12-02 | unknown | 2002-12-18 | ELCC Tributary | 2D | 8040201 | 606 | Ammonia-N | 139.77 | Lbs/da | Nov-Apr | 5.16 | 134.61
2003-10-08 | unknown | 2003-10-08 | Flat Creek | 2D | 8040201 | 706 | Chlorides | 1093 | Lbs/da | all year | 1093 | 0
2003-10-08 | unknown | 2003-10-08 | Flat Creek | 2D | 8040201 | 706 | Sulfates | 2185 | Lbs/da | all year | 2185 | 0
2003-10-08 | unknown | 2003-10-08 | Flat Creek | 2D | 8040201 | 706 | TDS | 5543 | Lbs/da | all year | 5543 | 0
2003-10-08 | unknown | 2003-10-08 | Salt Creek | 2D | 8040201 | 806 | Chlorides | 1346 | Lbs/da | all year | 1346 | 0
2003-10-08 | unknown | 2003-10-08 | Salt Creek | 2D | 8040201 | 806 | TDS | 6826 | Lbs/da | all year | 6826 | 0
2002-10-02 | unknown |  | Ouachita/Saline Bartholomew | 2D | 8040201 | all | Mercury |  | See P.SEG=all
2002-10-02 | unknown |  | Ouachita/Saline Bartholomew | 2D | 8040202 | all | Mercury |  | See P.SEG=all
2007-01-16 | unknown | 2007-01-16 | Big Creek | 2C | 8040203 | 904 | O2 demand (CBODu+NH3-N+SOD) | 1594 | Lbs/da | Jan-Feb | 616 | 978
2007-01-16 | unknown | 2007-01-16 | Big Creek | 2C | 8040203 | 904 | O2 demand (CBODu+NH3-N+SOD) | 2187 | Lbs/da | Mar, Apr, Nov, Dec | 979 | 1208
2007-01-16 | unknown | 2007-01-16 | Big Creek | 2C | 8040203 | 904 | O2 demand (CBODu+NH3-N+SOD) | 2081 | Lbs/da | May-Oct (w/ WWTP) | 1153 | 928
2007-01-16 | unknown | 2007-01-16 | Big Creek | 2C | 8040203 | 904 | O2 demand (CBODu+NH3-N+SOD) | 352 | Lbs/da | May-Oct (w/o WWTP) | 352 | 0
2008-03-21 | 2007-12-17 | 2008-03-01 | Big Creek | 2C | 8040203 | 904 | Lead | The TMDL for Lead was withdrawn by EPA in Federal Register page 34527 on June 17, 2014.
2008-03-21 | 2007-12-17 | 2008-03-01 | Big Creek | 2C | 8040203 | 904 | TSS | 40.9 | Lbs/day | base flow | 40.9 | 0 | "Implicit" |  | Point sources are already covered by NPDES permits.
2008-03-21 | 2007-12-17 | 2008-03-01 | Big Creek | 2C | 8040203 | 904 | TSS | 3433.4 | Lbs/day | storm flow | 3433.4 | 0 | "Implicit" |  | Point sources are already covered by NPDES permits.
2002-12-02 | unknown |  | Lk.Winona Watershed | 2C | 8040203 | above lake | Mercury | 686 | g/yr | all year | 686 | 0
2002-10-02 | unknown |  | Ouachita/Saline Bartholomew | 2C | 8040203 | all | Mercury |  | See P.SEG=all
2002-10-02 | unknown |  | Ouachita/Saline Bartholomew | 2C | 8040204 | all | Mercury |  | See P.SEG=all
2002-10-01 | unknown | 2003-01-13 | Bayou Bartholomew | 2B | 8040205 | 1 | TSS | 10681 | Lbs/da | Dec-Jun | 10681 | 0
2002-10-01 | unknown | 2003-01-13 | Bayou Bartholomew | 2B | 8040205 | 1 | TSS | 4952 | Lbs/da | Jul-Nov | 4952 | 0
2002-10-01 | unknown | 2003-01-13 | Bayou Bartholomew | 2B | 8040205 | 2 | TSS | 66836 | Lbs/da | Dec-Jun | 66836 | 0
2002-10-01 | unknown | 2003-01-13 | Bayou Bartholomew | 2B | 8040205 | 2 | TSS | 30629 | Lbs/da | Jul-Nov | 30629 | 0
2002-10-01 | unknown | 2003-01-13 | Deep Bayou | 2B | 8040205 | 5 | TSS | 21480 | Lbs/da | Dec-Jun | 21480 | 0
2002-10-01 | unknown | 2003-01-13 | Deep Bayou | 2B | 8040205 | 5 | TSS | 5243 | Lbs/da | Jul-Nov | 5243 | 0
2002-10-01 | unknown | 2003-01-13 | Bayou Bartholomew | 2B | 8040205 | 6 | TSS | 48419 | Lbs/da | Dec-Jun | 48419 | 0
2002-10-01 | unknown | 2003-01-13 | Bayou Bartholomew | 2B | 8040205 | 6 | TSS | 12089 | Lbs/da | Jul-Nov | 12089 | 0
2002-10-01 | unknown | 2003-01-13 | Bayou Bartholomew | 2B | 8040205 | 12 | TSS | 31719 | Lbs/da | Dec-Jun | 31719 | 0
2002-10-01 | unknown | 2003-01-13 | Bayou Bartholomew | 2B | 8040205 | 12 | TSS | 14489 | Lbs/da | Jul-Nov | 14489 | 0
2002-10-01 | unknown | 2003-01-13 | Bayou Bartholomew | 2B | 8040205 | 13 | TSS | 14478 | Lbs/da | Dec-Jun | 14478 | 0
2002-10-01 | unknown | 2003-01-13 | Bayou Bartholomew | 2B | 8040205 | 13 | TSS | 3496 | Lbs/da | Jul-Nov | 3496 | 0
2002-10-01 | unknown | 2003-01-13 | Bayou Bartholomew | 2B | 8040205 | 012U | TSS | 1942 | Lbs/da | Dec-Jun | 1942 | 0
2002-10-01 | unknown | 2003-01-13 | Bayou Bartholomew | 2B | 8040205 | 012U | TSS | 917 | Lbs/da | Jul-Nov | 917 | 0
2002-10-02 | unknown |  | Ouachita/Saline Bartholomew | 2B | 8040205 | all | Mercury |  | See P.SEG=all
2005-03-01 | unknown | 2005-03-03 | Boeuf River | 2A | 8050001 | 18 | TSS | 6.39 | tons/day | June-Nov. | 6.39 | 0 |  |  | ln TSS = 0.771 * ln Turbidity + 0.893
2005-03-01 | unknown | 2005-03-03 | Boeuf River | 2A | 8050001 | 18 | TSS | 10.93 | tons/day | Dec-May | 10.93 | 0 |  |  | ln TSS = 0.806 * ln Turbidity + 0.467
2005-03-01 | unknown | 2005-03-03 | Boeuf River | 2A | 8050001 | 18 | Chlorides | 16.17 | tons/day | May-Nov | 14.55 | 0 | 1.62
2005-03-01 | unknown | 2005-03-03 | Boeuf River | 2A | 8050001 | 18 | Chlorides | 40.13 | tons/day | Dec-Apr | 36.12 | 0 | 4.01
2005-03-01 | unknown | 2005-03-03 | Boeuf River | 2A | 8050001 | 18 | TDS | 82.66 | tons/day | May-Nov | 74.39 | 0 | 8.27
2005-03-01 | unknown | 2005-03-03 | Boeuf River | 2A | 8050001 | 18 | TDS | 205.12 | tons/day | Dec-Apr | 184.61 | 0 | 20.51
2005-03-01 | unknown | 2005-03-03 | Boeuf River | 2A | 8050001 | 18 | Sulfates | 5.39 | tons/day | May-Nov | 4.85 | 0 | 0.54
2005-03-01 | unknown | 2005-03-03 | Boeuf River | 2A | 8050001 | 18 | Sulfates | 13.38 | tons/day | Dec-Apr | 12.04 | 0 | 1.34
2005-03-01 | unknown | 2005-03-03 | Boeuf River | 2A | 8050001 | 19 | TSS | 6.27 | tons/day | June-Nov. | 6.27 | 0 |  |  | ln TSS = 0.771 * ln Turbidity + 0.893
2005-03-01 | unknown | 2005-03-03 | Boeuf River | 2A | 8050001 | 19 | TSS | 10.73 | tons/day | Dec-May | 10.73 | 0 |  |  | ln TSS = 0.806 * ln Turbidity + 0.467
2005-03-01 | unknown | 2005-03-03 | Boeuf River | 2A | 8050001 | 19 | Chlorides | 15.88 | tons/day | May-Nov | 14.27 | 0.02 | 1.59
2005-03-01 | unknown | 2005-03-03 | Boeuf River | 2A | 8050001 | 19 | Chlorides | 39.4 | tons/day | Dec-Apr | 35.44 | 0.02 | 3.94
2005-03-01 | unknown | 2005-03-03 | Big Bayou | 2A | 8050001 | 22 | TSS | 6.72 | tons/day | June-Nov. | 6.72 | 0 |  |  | ln TSS = 0.771 * ln Turbidity + 0.893
2005-03-01 | unknown | 2005-03-03 | Big Bayou | 2A | 8050001 | 22 | TSS | 11.5 | tons/day | Dec-May | 11.5 | 0 |  |  | ln TSS = 0.806 * ln Turbidity + 0.467
2005-03-01 | unknown | 2005-03-03 | Big Bayou | 2A | 8050001 | 22 | Chlorides | 9.07 | tons/day | May-Nov | 7.63 | 0.48 | 0.91
2005-03-01 | unknown | 2005-03-03 | Big Bayou | 2A | 8050001 | 22 | Chlorides | 22.51 | tons/day | Dec-Apr | 19.73 | 0.48 | 2.25
2005-03-01 | unknown | 2005-03-03 | Bayou Macon | 2A | 8050002 | 3 | TSS | 3.13 | tons/day | June-Nov. | 3.13 | 0 |  |  | ln TSS = 0.771 * ln Turbidity + 0.893
2005-03-01 | unknown | 2005-03-03 | Bayou Macon | 2A | 8050002 | 3 | TSS | 5.36 | tons/day | Dec-May | 5.36 | 0 |  |  | ln TSS = 0.806 * ln Turbidity + 0.467
2005-03-01 | unknown | 2005-03-03 | Bayou Macon | 2A | 8050002 | 6 | TSS | 2.58 | tons/day | June-Nov. | 2.58 | 0 |  |  | ln TSS = 0.771 * ln Turbidity + 0.893
2005-03-01 | unknown | 2005-03-03 | Bayou Macon | 2A | 8050002 | 6 | TSS | 4.41 | tons/day | Dec-May | 4.41 | 0 |  |  | ln TSS = 0.806 * ln Turbidity + 0.467
2005-03-01 | unknown | 2005-03-03 | Oak Bayou | 2A | 8050002 | 10 | TSS | 4.84 | tons/day | June-Nov. | 4.84 | 0 |  |  | ln TSS = 0.771 * ln Turbidity + 0.893
2005-03-01 | unknown | 2005-03-03 | Oak Bayou | 2A | 8050002 | 10 | TSS | 8.29 | tons/day | Dec-May | 8.29 | 0 |  |  | ln TSS = 0.806 * ln Turbidity + 0.467
2005-03-01 | unknown | 2005-03-03 | Oak Bayou | 2A | 8050002 | 10 | Chlorides | 6.54 | tons/day | May-Nov | 5.89 | 0 | 0.65
2005-03-01 | unknown | 2005-03-03 | Oak Bayou | 2A | 8050002 | 10 | Chlorides | 16.23 | tons/day | Dec-Apr | 14.61 | 0 | 1.62
2005-03-01 | unknown | 2005-03-03 | Oak Bayou | 2A | 8050002 | 10 | TDS | 55.98 | tons/day | May-Nov | 50.38 | 0 | 5.6
2005-03-01 | unknown | 2005-03-03 | Oak Bayou | 2A | 8050002 | 10 | TDS | 138.93 | tons/day | Dec-Apr | 125.04 | 0 | 13.89
2007-01-01 | unknown | 2007-01-16 | Grand Lake | 2A | 8050002 |  | TP | 1986 | kg/year | all year | 1787 | 0 | 199
2006-01-01 | unknown | 2006-01-05 | White River | 4K | 11010001 | 23 | TSS | 0.606 | tons/day | base flow | 0.606 | 0 | 0 |  | In TSS = 0.656 * In Turbidity + 0.904
2006-01-01 | unknown | 2006-01-05 | White River | 4K | 11010001 | 23 | TSS | 19.3 | tons/day | storm flow | 19.3 | 0 | 0 |  | ln TSS = 0.766 * ln Turbidity + 0.332
2006-01-01 | unknown | 2006-01-05 | West Fork White River | 4K | 11010001 | 24 | TSS | 0.111 | tons/day | base flow | 0.111 | 0 | 0 |  | ln TSS = 0.749 * ln Turbidity + 0.471
2006-01-01 | unknown | 2006-01-05 | West Fork White River | 4K | 11010001 | 24 | TSS | 4.31 | tons/day | storm flow | 4.31 | 0 | 0 |  | ln TSS = 0.876 * ln Turbidity + 0.017
2001-03-01 | unknown | 2001-05-24 | Holman Creek | 4K | 11010001 | 59 | Nitrate - N | 166.8 | Lbs/da | all year | 0 | 166.8
2006-01-01 | unknown | 2006-01-10 | Osage Creek | 4K | 11010001 | 045L | TP | 96.64 | Lbs/da | all year | 64.54 | 22.44 | 9.66
2006-01-01 | unknown | 2006-01-05 | Strawberry River | 4G | 11010012 | 4 | TSS | 3.97 | tons/day | base flow | 3.97 | 0 | 0 |  | ln TSS = 0.996 * ln Turbidity + 0.341
2006-01-01 | unknown | 2006-01-05 | Strawberry River | 4G | 11010012 | 4 | TSS | 31.1 | tons/day | storm flow | 31.1 | 0 | 0 |  | ln TSS = 1.007 * ln Turbidity + 0.259
2006-01-01 | unknown | 2006-01-05 | Strawberry River | 4G | 11010012 | 5 | TSS | 3.75 | tons/day | base flow | 3.75 | 0 | 0 |  | ln TSS = 0.996 * ln Turbidity + 0.341
2006-01-01 | unknown | 2006-01-05 | Strawberry River | 4G | 11010012 | 5 | TSS | 29.1 | tons/day | storm flow | 29.1 | 0 | 0 |  | ln TSS = 1.007 * ln Turbidity + 0.259
2006-01-01 | unknown | 2006-01-05 | Strawberry River | 4G | 11010012 | 6 | TSS | 3.52 | tons/day | base flow | 3.52 | 0 | 0 |  | ln TSS = 0.996 * ln Turbidity + 0.341
2006-01-01 | unknown | 2006-01-05 | Strawberry River | 4G | 11010012 | 6 | TSS | 27.4 | tons/day | storm flow | 27.4 | 0 | 0 |  | ln TSS = 1.007 * ln Turbidity + 0.259
2006-01-01 | unknown | 2006-01-05 | Strawberry River | 4G | 11010012 | 8 | TSS | 2.63 | tons/day | base flow | 2.63 | 0 | 0 |  | ln TSS = 0.996 * ln Turbidity + 0.341
2006-01-01 | unknown | 2006-01-05 | Strawberry River | 4G | 11010012 | 8 | TSS | 20.7 | tons/day | storm flow | 20.7 | 0 | 0 |  | ln TSS = 1.007 * ln Turbidity + 0.259
2006-01-01 | unknown | 2006-01-05 | Strawberry River | 4G | 11010012 | 9 | TSS | 2 | tons/day | base flow | 2 | 0 | 0 |  | ln TSS = 0.996 * ln Turbidity + 0.341
2006-01-01 | unknown | 2006-01-05 | Strawberry River | 4G | 11010012 | 9 | TSS | 15.5 | tons/day | storm flow | 15.5 | 0 | 0 |  | ln TSS = 1.007 * ln Turbidity + 0.259
2006-01-01 | unknown | 2006-01-05 | Strawberry River | 4G | 11010012 | 10 | TSS | 0.233 | tons/day | base flow | 0.233 | 0 | 0 |  | ln TSS = 0.996 * ln Turbidity + 0.341
2006-01-01 | unknown | 2006-01-05 | Strawberry River | 4G | 11010012 | 10 | TSS | 1.83 | tons/day | storm flow | 1.83 | 0 | 0 |  | ln TSS = 1.007 * ln Turbidity + 0.259
2006-01-01 | unknown | 2006-01-05 | Strawberry River | 4G | 11010012 | 11 | TSS | 0.488 | tons/day | base flow | 0.488 | 0 | 0 |  | ln TSS = 0.996 * ln Turbidity + 0.341
2006-01-01 | unknown | 2006-01-05 | Strawberry River | 4G | 11010012 | 11 | TSS | 3.81 | tons/day | storm flow | 3.81 | 0 | 0 |  | ln TSS = 1.007 * ln Turbidity + 0.259
2007-06-01 | 2019-08-18 | 2019-10-29 | Strawberry River | 4G | 11010012 | 11 | FCB | 386000000000 | cfu/day | May-Sep | 346000000000 | 1430000000 | 38600000000
2007-06-01 | 2019-08-18 | 2019-10-29 | Strawberry River | 4G | 11010012 | 11 | FCB | 1930000000000 | cfu/day | Oct-Apr | 1730000000000 | 7150000000 | 193000000000
2007-06-01 | 2019-08-18 | 2019-10-29 | Strawberry River | 4G | 11010012 | 8 | FCB | 143000000000 | cfu/day | May-Sep | 126000000000 | 3180000000 | 14300000000
2007-06-01 | 2019-08-18 | 2019-10-29 | Strawberry River | 4G | 11010012 | 8 | FCB | 71300000000 | cfu/day | Oct-Apr | 626000000000 | 15900000000 | 71300000000
2007-06-01 | 2019-08-18 | 2019-10-29 | Little Strawberry River | 4G | 11010012 | 10 | FCB | 162000000000 | cfu/day | May-Sep | 145000000000 | 953000000 | 16200000000
2007-06-01 | 2019-08-18 | 2019-10-29 | Little Strawberry River | 4G | 11010012 | 10 | FCB | 810000000000 | cfu/day | Oct-Apr | 724000000000 | 4760000000 | 81000000000
2007-06-01 | 2019-08-18 | 2019-10-29 | Strawberry River | 4G | 11010012 | 11 | E. Coli | 397000000000 | cfu/day | May-Sep | 356000000000 | 1400000000 | 39700000000
2007-06-01 | 2019-08-18 | 2019-10-29 | Strawberry River | 4G | 11010012 | 11 | E. Coli | 1980000000000 | cfu/day | Oct-Apr | 1780000000000 | 3570000000 | 198000000000
2007-06-01 | 2019-08-18 | 2019-10-29 | Strawberry River | 4G | 11010012 | 8 | E. Coli | 146000000000 | cfu/day | May-Sep | 128000000000 | 3110000000 | 14600000000
2007-06-01 | 2019-08-18 | 2019-10-29 | Strawberry River | 4G | 11010012 | 8 | E. Coli | 731000000000 | cfu/day | Oct-Apr | 650000000000 | 7940000000 | 73100000000
2007-06-01 | 2019-08-18 | 2019-10-29 | Little Strawberry River | 4G | 11010012 | 10 | E. Coli | 166000000000 | cfu/day | May-Sep | 148000000000 | 932000000 | 16600000000
2007-06-01 | 2019-08-18 | 2019-10-29 | Little Strawberry River | 4G | 11010012 | 10 | E. Coli | 830000000000 | cfu/day | Oct-Apr | 745000000000 | 2380000000 | 83000000000
2006-01-01 | unknown | 2006-01-06 | Village Creek | 4C | 11010013 | 6 | TSS | 3.88 | tons/day | base flow | 3.88 | 0 | 0 |  | avg(ln TSS = 0.644 * ln Turbidity + 0.887, ln TSS = 0.847 * ln Turbidity + 0.261)
2006-01-01 | unknown | 2006-01-06 | Village Creek | 4C | 11010013 | 6 | TSS | 60 | tons/day | storm flow | 60 | 0 | 0 |  | avg(ln TSS = 0.527 * ln Turbidity + 1.096, ln TSS = 0.616 * ln Turbidity + 0.794)
2006-01-01 | unknown | 2006-01-06 | Village Creek | 4C | 11010013 | 7 | TSS | 2.67 | tons/day | base flow | 2.67 | 0 | 0 |  | avg(ln TSS = 0.644 * ln Turbidity + 0.887, ln TSS = 0.847 * ln Turbidity + 0.261)
2006-01-01 | unknown | 2006-01-06 | Village Creek | 4C | 11010013 | 7 | TSS | 41.4 | tons/day | storm flow | 41.4 | 0 | 0 |  | avg(ln TSS = 0.527 * ln Turbidity + 1.096, ln TSS = 0.616 * ln Turbidity + 0.794)
2006-01-01 | unknown | 2006-01-06 | Village Creek | 4C | 11010013 | 8 | TSS | 2.43 | tons/day | base flow | 2.43 | 0 | 0 |  | avg(ln TSS = 0.644 * ln Turbidity + 0.887, ln TSS = 0.847 * ln Turbidity + 0.261)
2006-01-01 | unknown | 2006-01-06 | Village Creek | 4C | 11010013 | 8 | TSS | 36.7 | tons/day | storm flow | 36.7 | 0 | 0 |  | avg(ln TSS = 0.527 * ln Turbidity + 1.096, ln TSS = 0.616 * ln Turbidity + 0.794)
2006-01-01 | unknown | 2006-01-06 | Village Creek | 4C | 11010013 | 12 | TSS | 3.03 | tons/day | base flow | 3.03 | 0 | 0 |  | ln TSS = 0.964 * ln Turbidity + 0.151
2006-01-01 | unknown | 2006-01-06 | Village Creek | 4C | 11010013 | 12 | TSS | 57.7 | tons/day | storm flow | 57.7 | 0 | 0 |  | ln TSS = 0.631 * ln Turbidity + 1.324
2006-01-01 | unknown | 2006-01-06 | Village Creek | 4C | 11010013 | 14 | TSS | 1.82 | tons/day | base flow | 1.82 | 0 | 0 |  | ln TSS = 0.964 * ln Turbidity + 0.151
2006-01-01 | unknown | 2006-01-06 | Village Creek | 4C | 11010013 | 14 | TSS | 32.2 | tons/day | storm flow | 32.2 | 0 | 0 |  | ln TSS = 0.631 * ln Turbidity + 1.324
2005-12-01 | unknown | 2005-12-22 | Ten Mile Creek | 4E | 11010014 | 9 | TSS | 0.08 | tons/day | base flow | 0.08 | 0 | 0 |  | ln TSS = 0.979 * ln Turbidity – 0.675
2005-12-01 | unknown | 2005-12-22 | Ten Mile Creek | 4E | 11010014 | 9 | TSS | 5.01 | tons/day | storm flow | 5.01 | 0 | 0
2020-04-20 | 2020-03-01 | 2020-04-16 | Ten Mile Creek | 4E | 11010014 | 9 | FCB | 18800000000000 | cfu/day | summer | 16900000000000 | 1510000000 | 1880000000000
2020-04-20 | 2020-03-01 | 2020-04-16 | Ten Mile Creek | 4E | 11010014 | 9 | FCB | 93800000000000 | cfu/day | winter | 84400000000000 | 7570000000 | 9380000000000
2020-04-20 | 2020-03-01 | 2020-04-16 | Ten Mile Creek | 4E | 11010014 | 9 | E. Coli | 19200000000000 | cfu/day | summer | 17300000000000 | 1550000000 | 1920000000000
2020-04-20 | 2020-03-01 | 2020-04-16 | Ten Mile Creek | 4E | 11010014 | 9 | E. Coli | 96100000000000 | cfu/day | winter | 86500000000000 | 7760000000 | 9610000000000
2002-12-02 | unknown |  | Upper South Fork Little Red Wtrshd | 4E | 11010014 | above lake | Mercury | 11964 | g/yr | all year | 9526 | 45 | 2393
2005-12-28 | unknown | 2005-12-29 | Poteau River | 3I | 11110105 | 1 | TSS | 2.69 | tons/day | base flow | 2.69 | 0 | 0 |  | ln TSS = 0.606 * ln Turbidity + 1.017
2005-12-28 | unknown | 2005-12-29 | Poteau River | 3I | 11110105 | 1 | TSS | 206 | tons/day | storm flow | 206 | 0 | 0
2005-12-28 | unknown | 2006-01-10 | Poteau River | 3I | 11110105 | 031L | TP | 47.73 | lbs/da | all year | 20.23 | 22.73 | 4.77
2005-12-28 | unknown | 2006-01-10 | Poteau River | 3I | 11110105 | 031L | Copper | 0.879 | lbs/da | all year | 0.818 | 0.061 | 0
2005-12-28 | unknown | 2006-01-10 | Poteau River | 3I | 11110105 | 031L | Zinc | 2.906 | lbs/da | all year | 2.34 | 0.566 | 0
2002-12-02 | unknown |  | Lk. Shepherd Springs Watershed | 3H | 11110201 | above lake | Mercury | 2570 | g/yr | all year | 2056 | 0 | 514
2003-11-01 | unknown | 2003-12-01 | Stone Dam Creek | 3F | 11110203 | 904 | Ammonia-N | 69.147 | lb/day | Nov-Apr | 0.038 | 69.109 | 0
2003-11-01 | unknown | 2003-12-01 | Stone Dam Creek | 3F | 11110203 | 904 | Ammonia-N | 124.236 | lb/day | May-Oct | 0.027 | 124.209 | 0
2003-11-01 | unknown | 2003-12-01 | Stone Dam Creek | 3F | 11110203 | 904 | Nitrate - N | 471.08 | lb/day | Nov-Apr | 0.01 | 471.07 | 0
2003-11-01 | unknown | 2003-12-01 | Stone Dam Creek | 3F | 11110203 | 904 | Nitrate - N | 446.09 | lb/day | May-Oct | 0.02 | 446.07 | 0
2006-01-01 | unknown | 2006-01-06 | White Oak Creek | 3F | 11110203 | 927 | TSS | 0.015 | tons/day | base flow | 0.015 | 0 | 0 |  | ln TSS = 0.7067 * ln Turbidity + 0.3034
2006-01-01 | unknown | 2006-01-06 | White Oak Creek | 3F | 11110203 | 927 | TSS | 0.557 | tons/day | storm flow | 0.557 | 0 | 0 |  | ln TSS = 0.6876 * ln Turbidity + 0.0920
2001-03-01 | unknown | 2001-05-24 | Whig Creek | 3F | 11110203 | 931 | Nitrate - N | 542 | Lbs/da | all year | 0 | 542
2003-11-01 | unknown | 2003-12-01 | Whig Creek | 3F | 11110203 | 931 | Copper | 0.188 | Lbs/da | all year | 0 | 0.188 | 0
2007-01-01 | unknown |  | Spring Lake | 3G | 11110207 |  | Mercury | 0.86 | g/day | all year | 0.77 | 0 | 0.09
2006-01-05 | unknown | 2006-01-05 | Cadron Creek | 3D | 11110205 | 11 | TSS | 0.65 | tons/day | base flow | 0.65 | 0 | 0 |  | ln TSS = 0.798 * ln Turbidity + 0.373
2006-01-05 | unknown | 2006-01-05 | Cadron Creek | 3D | 11110205 | 11 | TSS | 42.1 | tons/day | storm flow | 42.1 | 0 | 0 |  | ln TSS = 1.066 * ln Turbidity – 0.496
2006-01-05 | unknown | 2006-01-05 | Cadron Creek | 3D | 11110205 | 12 | TSS | 0.53 | tons/day | base flow | 0.53 | 0 | 0 |  | ln TSS = 0.798 * ln Turbidity + 0.373
2006-01-05 | unknown | 2006-01-05 | Cadron Creek | 3D | 11110205 | 12 | TSS | 34.2 | tons/day | storm flow | 34.2 | 0 | 0 |  | ln TSS = 1.066 * ln Turbidity – 0.496
2002-12-02 | unknown |  | Fourche La Fave Watershed | 3E | 11110206 | all | Mercury | 46778 | g/yr | all year | 37419.5 | 3.5 | 9355
2002-12-02 | unknown |  | Lake Winona and Lake Sylvia Watershed | 3C | 11110207 | tribs of lake and lake | Mercury | 1021 | g/yr | all year | 817 | 0 | 204
2002-12-02 | unknown |  | Spring Lake Watershed | 3C | 11110207 | tribs of lake and lake | Mercury | 105 | g/yr | all year | 84 | 0 | 21
2006-01-01 | unknown | 2006-01-10 | Rolling Fork | 1C | 11140109 | 919 | Nitrate - N | 6025 | Lbs/da | all year | 5351 | 189 | 485 |  | 117 lb/day reallocated from MOS to WLA, EPA accepted 2/5/2015.
2006-01-01 | unknown | 2006-01-10 | Rolling Fork | 1C | 11140109 | 919 | TP | 60.2 | Lbs/da | all year | 39.8 | 14.4 | 6
2007-01-01 | unknown | 2007-01-16 | First Old River Lake | 1B | 11140201 |  | TP | 475 | kg/year | all year | 427 | 0 | 48
2002-12-02 | unknown |  | Bayou Dorcheat Watershed | 1A | 11140203 | all | Mercury | 21824 | g/yr | all year | 17408 | 51 | 4365
2005-12-01 | unknown | 2005-12-23 | Days Creek | 1B | 11140302 | 3 | Nitrate - N | 1334 | Lbs/da | all year | 0 | 1334
2005-12-01 | unknown | 2005-12-23 | Days Creek | 1B | 11140302 | 3 | Ammonia-N | 333 | Lbs/da | all year | 0 | 333
2002-12-02 | unknown |  | Ouachita River Basin/Bayou Bartholomew | all | Total | all | Mercury | 274103 | g/yr | all year | 217489 | 942 | 54821
2009-05-01 | unknown | 2009-07-24 | North Fork River |  | 11010006 | 001 | Oxygen Demand | [7 empty] | See TMDL for loads.
2009-05-01 | unknown | 2009-07-24 | White River |  | 11010003 | 002u | Oxygen Demand | [7 empty] | See TMDL for loads.
2011-08-01 | 2007-12-17 | 2011-08-24 | Saline River | 2C | 8040203 | 10 | TDS | 553501 | lbs/day | all year | 366602 | 107737 | 55350 | 23812 | TMDL revised 2/19/2020. 23812 of WLA shifted to FG due to withdrawal of several individual WLAs.
One (1) TMDL for TDS for Reach 006 of Saline River was withdrawn on 10/28/2019. This TMDL is now listed under the "Delisted TMDLs" tab.
2011-08-01 | 2007-12-17 | 2011-08-24 | Bayou De L'Outre | 2D | 8040202 | 6 | Chlorides | 146331 | lbs/day | all year | 131698 | 0 | 14633
2011-08-01 | 2007-12-17 | 2011-08-24 | Bayou De L'Outre | 2D | 8040202 | 7 | Chlorides | 34501 | lbs/day | all year | 28226 | 2825 | 3450
2011-08-01 | 2007-12-17 | 2011-08-24 | Bayou De L'Outre | 2D | 8040202 | 8 | Chlorides | 10256 | lbs/day | all year | 3481 | 5750 | 1026
2011-08-01 | 2007-12-17 | 2011-08-24 | Bayou De L'Outre | 2D | 8040202 | 6 | Sulfates | 26340 | lbs/day | all year | 23706 | 0 | 2634
2011-08-01 | 2007-12-17 | 2011-08-24 | Bayou De L'Outre | 2D | 8040202 | 7 | Sulfates | 6210 | lbs/day | all year | 5589 | 0 | 621
2011-08-01 | 2007-12-17 | 2011-08-24 | Bayou De L'Outre | 2D | 8040202 | 8 | Sulfates | 1846 | lbs/day | all year | 19 | 1642 | 185
2011-08-01 | 2007-12-17 | 2011-08-24 | Bayou De L'Outre | 2D | 8040202 | 6 | TDS | 292662 | lbs/day | all year | 260879 | 2517 | 29266
2011-08-01 | 2007-12-17 | 2011-08-24 | Bayou De L'Outre | 2D | 8040202 | 7 | TDS | 69003 | lbs/day | all year | 62102 | 0 | 6900
2011-08-01 | 2007-12-17 | 2011-08-24 | Bayou De L'Outre | 2D | 8040202 | 8 | TDS | 20512 | lbs/day | all year | 1645 | 16816 | 2051
One (1) TMDL for Sulfate for Reach 015 of Big Cornie Creek was withdrawn on 9/27/2021. This TMDL is now listed under the "Delisted TMDLs" tab.
One (1) TMDL for Sulfate for Reach 016 of Little Cornie Creek was withdrawn on 9/27/2021. This TMDL is now listed under the "Delisted TMDLs" tab.
One (1) TMDL for Sulfate for Reach 716 of Little Cornie Bayou was withdrawn on 9/27/2021. This TMDL is now listed under the "Delisted TMDLs" tab.
One (1) TMDL for Sulfate for Reach 816 of Little Cornie Bayou was withdrawn on 9/27/2021. This TMDL is now listed under the "Delisted TMDLs" tab.
One (1) TMDL for Sulfate for Reach 916 of Walker Branch was withdrawn on 9/27/2021. This TMDL is now listed under the "Delisted TMDLs" tab.
2010-07-01 | 2010-04-19 | 2010-07-15 | Town Branch | 3J | 11070208 | 901 | TP | 7.24 | lbs/day | all year | 1.25 | 5.99 | implicit
2014-02-28 | 2013-05-24 | 2016-04-13 | Town Branch | 3J | 11070208 | 901 | TP | 36.2 | lbs/day | all year | 6.2 | 30 | implicit
2009-09-01 | 2009-08-12 | 2009-10-29 | Clear Creek | 3J | 11110103 | 29 | FCB | 544000000000 | cfu/day | May-Sep | 175000000000 | 315000000000 | 54400000000
2009-09-01 | 2009-08-12 | 2009-10-29 | Clear Creek | 3J | 11110103 | 29 | FCB | 2720000000000 | cfu/day | Oct-Apr | 874000000000 | 1570000000000 | 272000000000
2009-09-01 | 2009-08-12 | 2009-10-29 | Clear Creek | 3J | 11110103 | 29 | E. Coli | 558000000000 | cfu/day | May-Sep | 180000000000 | 323000000000 | 55800000000
2009-09-01 | 2009-08-12 | 2009-10-29 | Clear Creek | 3J | 11110103 | 29 | E. Coli | 2800000000000 | cfu/day | Oct-Apr | 900000000000 | 1620000000000 | 280000000000
2009-09-01 | 2009-08-12 | 2009-10-29 | Cypress Bayou | 4D | 8020301 | 10 | FCB | 407000000000 | cfu/day | May-Sep | 366000000000 | 0 | 40700000000
2009-09-01 | 2009-08-12 | 2009-10-29 | Cypress Bayou | 4D | 8020301 | 11 | FCB | 389000000000 | cfu/day | May-Sep | 349000000000 | 21300000000 | 4270000000
2009-09-01 | 2009-08-12 | 2009-10-29 | Cypress Bayou | 4D | 8020301 | 12 | FCB | 760000000000 | cfu/day | May-Sep | 687000000000 | 3790000000 | 69100000000
2009-09-01 | 2009-08-12 | 2009-10-29 | Cypress Bayou | 4D | 8020301 | 10 | FCB | 2040000000000 | cfu/day | Oct-Apr | 1840000000000 | 0 | 204000000000
2009-09-01 | 2009-08-12 | 2009-10-29 | Cypress Bayou | 4D | 8020301 | 11 | FCB | 2150000000000 | cfu/day | Oct-Apr | 1800000000000 | 53400000000 | 214000000000
2009-09-01 | 2009-08-12 | 2009-10-29 | Cypress Bayou | 4D | 8020301 | 12 | FCB | 3800000000000 | cfu/day | Oct-Apr | 3410000000000 | 9480000000 | 384000000000
2009-09-01 | 2009-08-12 | 2009-10-29 | Cypress Bayou | 4D | 8020301 | 10 | E. Coli | 418000000000 | cfu/day | May-Sep | 376000000000 | 0 | 41800000000
2009-09-01 | 2009-08-12 | 2009-10-29 | Cypress Bayou | 4D | 8020301 | 11 | E. Coli | 423000000000 | cfu/day | May-Sep | 340000000000 | 21900000000 | 43800000000
2009-09-01 | 2009-08-12 | 2009-10-29 | Cypress Bayou | 4D | 8020301 | 12 | E. Coli | 780000000000 | cfu/day | May-Sep | 697000000000 | 3880000000 | 78700000000
2009-09-01 | 2009-08-12 | 2009-10-29 | Cypress Bayou | 4D | 8020301 | 10 | E. Coli | 2090000000000 | cfu/day | Oct-Apr | 1880000000000 | 0 | 209000000000
2009-09-01 | 2009-08-12 | 2009-10-29 | Cypress Bayou | 4D | 8020301 | 11 | E. Coli | 2190000000000 | cfu/day | Oct-Apr | 1770000000000 | 109000000000 | 219000000000
2009-09-01 | 2009-08-12 | 2009-10-29 | Cypress Bayou | 4D | 8020301 | 12 | E. Coli | 3900000000000 | cfu/day | Oct-Apr | 3490000000000 | 19420000000 | 394000000000
2008-01-01 |  | 2008-01-07 | Holly Creek | 1C | 11140109 | 13 | FCB | 42200000000000 | cfu/day | May-Sep | 37900000000000 | 20400000000 | 4220000000000
2008-01-02 |  | 2008-01-07 | Holly Creek | 1C | 11140109 | 13 | FCB | 211000000000000 | cfu/day | Oct-Apr | 190000000000000 | 102000000000 | 21100000000000
2008-01-03 |  | 2008-01-07 | Holly Creek | 1C | 11140109 | 13 | E. Coli | 43200000000000 | cfu/day | May-Sep | 38900000000000 | 20900000000 | 4320000000000
2008-01-04 |  | 2008-01-07 | Holly Creek | 1C | 11140109 | 13 | E. Coli | 216000000000000 | cfu/day | Oct-Apr | 194000000000000 | 104000000000 | 21600000000000
2008-01-05 |  | 2008-01-07 | Mine Creek | 1C | 11140109 | 33 | FCB | 73400000000000 | cfu/day | May-Sep | 66000000000000 | 62600000000 | 7340000000000
2008-01-06 |  | 2008-01-07 | Mine Creek | 1C | 11140109 | 33 | FCB | 367000000000000 | cfu/day | Oct-Apr | 330000000000000 | 312000000000 | 36700000000000
2008-01-07 |  | 2008-01-07 | Mine Creek | 1C | 11140109 | 33 | E. Coli | 75200000000000 | cfu/day | May-Sep | 67600000000000 | 64100000000 | 7520000000000
2008-01-08 |  | 2008-01-07 | Mine Creek | 1C | 11140109 | 33 | E. Coli | 376000000000000 | cfu/day | Oct-Apr | 338000000000000 | 320000000000 | 37600000000000
2012-09-12 |  | 2012-09-27 | Sulphur River | 1B | 11140302 | 8 | TSS | 0.7 | tons/day | Low flows | 0.69 | 0.01 | implicit | 0
2012-09-12 |  | 2012-09-27 | Sulphur River | 1B | 11140302 | 8 | TSS | 11.27 | tons/day | Dry cond. | 11.26 | 0.01 | implicit | 0
2012-09-12 |  | 2012-09-27 | Sulphur River | 1B | 11140302 | 8 | TSS | 44.76 | tons/day | Mid-range | 44.75 | 0.01 | implicit | 0
2012-09-12 |  | 2012-09-27 | Sulphur River | 1B | 11140302 | 8 | TSS | 253.73 | tons/day | Moist cond. | 201.46 | 0.03 | implicit | 52.24
2012-09-12 |  | 2012-09-27 | Sulphur River | 1B | 11140302 | 8 | TSS | 1010.38 | tons/day | High flows | 326.85 | 0.04 | implicit | 683.49
2012-09-12 |  | 2012-09-27 | Sulphur River | 1B | 11140302 | 8 | Temperature | 558.7 | W/m² | all year | 530.8 | 0 | 27.9 | 0
2012-09-12 |  | 2012-09-27 | Sulphur River | 1B | 11140302 | 6 | TSS | 0.75 | tons/day | Low flows | 0.74 | 0.01 | implicit | 0
2012-09-12 |  | 2012-09-27 | Sulphur River | 1B | 11140302 | 6 | TSS | 11.34 | tons/day | Dry cond. | 11.33 | 0.01 | implicit | 0
2012-09-12 |  | 2012-09-27 | Sulphur River | 1B | 11140302 | 6 | TSS | 48.04 | tons/day | Mid-range | 48.03 | 0.01 | implicit | 0
2012-09-12 |  | 2012-09-27 | Sulphur River | 1B | 11140302 | 6 | TSS | 258.53 | tons/day | Moist cond. | 205.27 | 0.03 | implicit | 53.23
2012-09-12 |  | 2012-09-27 | Sulphur River | 1B | 11140302 | 6 | TSS | 1019.54 | tons/day | High flows | 329.81 | 0.04 | implicit | 689.69
2012-09-12 |  | 2012-09-27 | Sulphur River | 1B | 11140302 | 6 | Temperature | 558.7 | W/m² | all year | 530.8 | 0 | 27.9 | 0
2012-09-12 |  | 2012-09-27 | Sulphur River | 1B | 11140302 | 4 | TSS | 0.75 | tons/day | Low flows | 0.75 | 0 | implicit | 0
2012-09-12 |  | 2012-09-27 | Sulphur River | 1B | 11140302 | 4 | TSS | 11.35 | tons/day | Dry cond. | 11.35 | 0 | implicit | 0
2012-09-12 |  | 2012-09-27 | Sulphur River | 1B | 11140302 | 4 | TSS | 49.6 | tons/day | Mid-range | 49.6 | 0 | implicit | 0
2012-09-12 |  | 2012-09-27 | Sulphur River | 1B | 11140302 | 4 | TSS | 261.31 | tons/day | Moist cond. | 207.51 | 0 | implicit | 53.8
2012-09-12 |  | 2012-09-27 | Sulphur River | 1B | 11140302 | 4 | TSS | 1022.96 | tons/day | High flows | 330.96 | 0 | implicit | 692
2012-09-12 |  | 2012-09-27 | Sulphur River | 1B | 11140302 | 4 | Temperature | 558.7 | W/m² | all year | 530.8 | 0 | 27.9 | 0
2012-09-12 |  | 2012-09-27 | Sulphur River | 1B | 11140302 | 2 | TSS | 2.26 | tons/day | Low flows | 2.25 | 0.01 | implicit | 0
2012-09-12 |  | 2012-09-27 | Sulphur River | 1B | 11140302 | 2 | TSS | 13.17 | tons/day | Dry cond. | 13.16 | 0.01 | implicit | 0
2012-09-12 |  | 2012-09-27 | Sulphur River | 1B | 11140302 | 2 | TSS | 58.85 | tons/day | Mid-range | 58.84 | 0.01 | implicit | 0
2012-09-12 |  | 2012-09-27 | Sulphur River | 1B | 11140302 | 2 | TSS | 278.72 | tons/day | Moist cond. | 221.33 | 0.01 | implicit | 57.38
2012-09-12 |  | 2012-09-27 | Sulphur River | 1B | 11140302 | 2 | TSS | 1051.46 | tons/day | High flows | 340.17 | 0.01 | implicit | 711.28
2012-09-12 |  | 2012-09-27 | Sulphur River | 1B | 11140302 | 2 | Temperature | 558.7 | W/m² | all year | 530.8 | 0 | 27.9 | 0
2012-09-12 |  | 2012-09-27 | Sulphur River | 1B | 11140302 | 1 | TSS | 2.26 | tons/day | Low flows | 2.26 | 0 | implicit | 0
2012-09-12 |  | 2012-09-27 | Sulphur River | 1B | 11140302 | 1 | TSS | 13.18 | tons/day | Dry cond. | 13.18 | 0 | implicit | 0
2012-09-12 |  | 2012-09-27 | Sulphur River | 1B | 11140302 | 1 | TSS | 59.2 | tons/day | Mid-range | 59.2 | 0 | implicit | 0
2012-09-12 |  | 2012-09-27 | Sulphur River | 1B | 11140302 | 1 | TSS | 279.24 | tons/day | Moist cond. | 221.75 | 0 | implicit | 57.49
2012-09-12 |  | 2012-09-27 | Sulphur River | 1B | 11140302 | 1 | TSS | 1052.52 | tons/day | High flows | 340.52 | 0 | implicit | 712
2012-09-12 |  | 2012-09-27 | Sulphur River | 1B | 11140302 | 1 | Temperature | 558.7 | W/m² | all year | 530.8 | 0 | 27.9 | 0
2012-09-12 |  | 2012-09-27 | Red River | 1B | 11140201 | 3 | TSS | 201.6 | tons/day | Low flows | 144.5 | 0 | implicit | 57.1
2012-09-12 |  | 2012-09-27 | Red River | 1B | 11140201 | 3 | TSS | 388.3 | tons/day | Dry cond. | 300.4 | 0 | implicit | 87.9
2012-09-12 |  | 2012-09-27 | Red River | 1B | 11140201 | 3 | TSS | 4384 | tons/day | Mid-range | 957 | 0 | implicit | 3427
2012-09-12 |  | 2012-09-27 | Red River | 1B | 11140201 | 3 | TSS | 9109 | tons/day | Moist cond. | 2747 | 0 | implicit | 6362
2012-09-12 |  | 2012-09-27 | Red River | 1B | 11140201 | 3 | TSS | 35416 | tons/day | High flows | 11524 | 3976.1 | implicit | 23890
2012-09-12 |  | 2012-09-27 | Red River | 1B | 11140201 | 3 | Temperature | 615 | W/m² | all year | 584.2 | 0 | 30.8 | 0
Twenty (20) TMDLs for Minerals for Red River were withdrawn on November 9, 2018. These withdrawn TMDLs are listed under the "Delisted TMDLs" tab.
2012-09-12 |  | 2012-09-27 | McKinney Bayou | 1B | 11140201 | 14 | Sulfate | 0.36 | tons/day | Low flows | 0.06 | 0.24 | implicit | 0.05
2012-09-12 |  | 2012-09-27 | McKinney Bayou | 1B | 11140201 | 14 | Sulfate | 20.1 | tons/day | Dry cond. | 11.61 | 0.24 | implicit | 8.25
2012-09-12 |  | 2012-09-27 | McKinney Bayou | 1B | 11140201 | 14 | Sulfate | 22.51 | tons/day | Mid-range | 13.02 | 0.24 | implicit | 9.25
2012-09-12 |  | 2012-09-27 | McKinney Bayou | 1B | 11140201 | 14 | Sulfate | 37.57 | tons/day | Moist cond. | 21.82 | 0.24 | implicit | 15.52
2012-09-12 |  | 2012-09-27 | McKinney Bayou | 1B | 11140201 | 14 | Sulfate | 86.83 | tons/day | High flows | 50.59 | 0.24 | implicit | 36.01
2012-09-12 |  | 2012-09-27 | McKinney Bayou | 1B | 11140201 | 14 | TDS | 2.85 | tons/day | Low flows | 0.53 | 1.91 | implicit | 0.41
2012-09-12 |  | 2012-09-27 | McKinney Bayou | 1B | 11140201 | 14 | TDS | 160.78 | tons/day | Dry cond. | 98.65 | 1.91 | implicit | 60.22
2012-09-12 |  | 2012-09-27 | McKinney Bayou | 1B | 11140201 | 14 | TDS | 180.07 | tons/day | Mid-range | 110.58 | 1.91 | implicit | 67.58
2012-09-12 |  | 2012-09-27 | McKinney Bayou | 1B | 11140201 | 14 | TDS | 300.58 | tons/day | Moist cond. | 185.4 | 1.91 | implicit | 113.27
2012-09-12 |  | 2012-09-27 | McKinney Bayou | 1B | 11140201 | 14 | TDS | 694.63 | tons/day | High flows | 429.9 | 1.91 | implicit | 262.82
2012-09-12 |  | 2012-09-27 | McKinney Bayou | 1B | 11140201 | 12 | Chloride | 1.36 | tons/day | Low flows | 1.06 | 0 | implicit | 0.3
2012-09-12 |  | 2012-09-27 | McKinney Bayou | 1B | 11140201 | 12 | Chloride | 119.86 | tons/day | Dry cond. | 30.39 | 0 | implicit | 89.47
2012-09-12 |  | 2012-09-27 | McKinney Bayou | 1B | 11140201 | 12 | Chloride | 133.93 | tons/day | Mid-range | 34.48 | 0 | implicit | 99.45
2012-09-12 |  | 2012-09-27 | McKinney Bayou | 1B | 11140201 | 12 | Chloride | 222.72 | tons/day | Moist cond. | 56.47 | 0 | implicit | 166.25
2012-09-12 |  | 2012-09-27 | McKinney Bayou | 1B | 11140201 | 12 | Chloride | 505.39 | tons/day | High flows | 125.47 | 0 | implicit | 379.92
2012-09-12 |  | 2012-09-27 | McKinney Bayou | 1B | 11140201 | 12 | Sulfate | 0.45 | tons/day | Low flows | 0.4 | 0 | implicit | 0.05
2012-09-12 |  | 2012-09-27 | McKinney Bayou | 1B | 11140201 | 12 | Sulfate | 39.95 | tons/day | Dry cond. | 23.66 | 0 | implicit | 16.29
2012-09-12 |  | 2012-09-27 | McKinney Bayou | 1B | 11140201 | 12 | Sulfate | 44.64 | tons/day | Mid-range | 26.7 | 0 | implicit | 17.95
2012-09-12 |  | 2012-09-27 | McKinney Bayou | 1B | 11140201 | 12 | Sulfate | 74.24 | tons/day | Moist cond. | 43.97 | 0 | implicit | 30.27
2012-09-12 |  | 2012-09-27 | McKinney Bayou | 1B | 11140201 | 12 | Sulfate | 168.46 | tons/day | High flows | 98.46 | 0 | implicit | 70
2012-09-12 |  | 2012-09-27 | McKinney Bayou | 1B | 11140201 | 12 | TDS | 3.62 | tons/day | Low flows | 3.27 | 0 | implicit | 0.36
2012-09-12 |  | 2012-09-27 | McKinney Bayou | 1B | 11140201 | 12 | TDS | 319.61 | tons/day | Dry cond. | 200.01 | 0 | implicit | 119.6
2012-09-12 |  | 2012-09-27 | McKinney Bayou | 1B | 11140201 | 12 | TDS | 357.15 | tons/day | Mid-range | 224.95 | 0 | implicit | 132.2
2012-09-12 |  | 2012-09-27 | McKinney Bayou | 1B | 11140201 | 12 | TDS | 593.92 | tons/day | Moist cond. | 371.66 | 0 | implicit | 222.26
2012-09-12 |  | 2012-09-27 | McKinney Bayou | 1B | 11140201 | 12 | TDS | 1347.71 | tons/day | High flows | 836.05 | 0 | implicit | 511.66
2012-09-12 |  | 2012-09-27 | Sulphur River | 1B | 11140302 | 8 | Sulfate | 3.51 | tons/day | Low flows | 0.67 | 0 | implicit | 2.84
2012-09-12 |  | 2012-09-27 | Sulphur River | 1B | 11140302 | 8 | Sulfate | 47.17 | tons/day | Dry cond. | 4.54 | 42.28 | implicit | 0.35
2012-09-12 |  | 2012-09-27 | Sulphur River | 1B | 11140302 | 8 | Sulfate | 130.99 | tons/day | Mid-range | 12.51 | 117.7 | implicit | 0.78
2012-09-12 |  | 2012-09-27 | Sulphur River | 1B | 11140302 | 8 | Sulfate | 746.61 | tons/day | Moist cond. | 90.68 | 485.43 | implicit | 170.49
2012-09-12 |  | 2012-09-27 | Sulphur River | 1B | 11140302 | 8 | Sulfate | 2972.51 | tons/day | High flows | 513.68 | 485.43 | implicit | 1973.4
2012-09-12 |  | 2012-09-27 | Sulphur River | 1B | 11140302 | 8 | TDS | 17.53 | tons/day | Low flows | 5.1 | 0 | implicit | 12.43
2012-09-12 |  | 2012-09-27 | Sulphur River | 1B | 11140302 | 8 | TDS | 235.84 | tons/day | Dry cond. | 34.66 | 117.44 | implicit | 83.74
2012-09-12 |  | 2012-09-27 | Sulphur River | 1B | 11140302 | 8 | TDS | 654.94 | tons/day | Mid-range | 95.7 | 326.94 | implicit | 232.3
2012-09-12 |  | 2012-09-27 | Sulphur River | 1B | 11140302 | 8 | TDS | 3733.03 | tons/day | Moist cond. | 694.29 | 1348.4 | implicit | 1690.33
2012-09-12 |  | 2012-09-27 | Sulphur River | 1B | 11140302 | 8 | TDS | 14862.55 | tons/day | High flows | 3933.39 | 1348.4 | implicit | 9580.76
2012-09-12 |  | 2012-09-27 | Sulphur River | 1B | 11140302 | 6 | Sulfate | 3.53 | tons/day | Low flows | 0.67 | 0 | implicit | 2.86
2012-09-12 |  | 2012-09-27 | Sulphur River | 1B | 11140302 | 6 | Sulfate | 59.44 | tons/day | Dry cond. | 51.09 | 0 | implicit | 8.35
2012-09-12 |  | 2012-09-27 | Sulphur River | 1B | 11140302 | 6 | Sulfate | 144.88 | tons/day | Mid-range | 135.13 | 0 | implicit | 9.75
2012-09-12 |  | 2012-09-27 | Sulphur River | 1B | 11140302 | 6 | Sulfate | 769.58 | tons/day | Moist cond. | 584.21 | 0 | implicit | 185.38
2012-09-12 |  | 2012-09-27 | Sulphur River | 1B | 11140302 | 6 | Sulfate | 3023.64 | tons/day | High flows | 2122.37 | 0 | implicit | 901.27
2012-09-12 |  | 2012-09-27 | Sulphur River | 1B | 11140302 | 6 | TDS | 17.66 | tons/day | Low flows | 5.14 | 0 | implicit | 12.52
2012-09-12 |  | 2012-09-27 | Sulphur River | 1B | 11140302 | 6 | TDS | 297.2 | tons/day | Dry cond. | 179.42 | 0 | implicit | 117.78
2012-09-12 |  | 2012-09-27 | Sulphur River | 1B | 11140302 | 6 | TDS | 724.38 | tons/day | Mid-range | 453.66 | 0 | implicit | 270.73
2012-09-12 |  | 2012-09-27 | Sulphur River | 1B | 11140302 | 6 | TDS | 3847.92 | tons/day | Moist cond. | 2093.96 | 0 | implicit | 1753.96
2012-09-12 |  | 2012-09-27 | Sulphur River | 1B | 11140302 | 6 | TDS | 15118.22 | tons/day | High flows | 5395.22 | 0 | implicit | 9723
2012-09-12 |  | 2012-09-27 | Sulphur River | 1B | 11140302 | 4 | Sulfate | 3.53 | tons/day | Low flows | 0.68 | 0 | implicit | 2.85
2012-09-12 |  | 2012-09-27 | Sulphur River | 1B | 11140302 | 4 | Sulfate | 63.59 | tons/day | Dry cond. | 54.61 | 0 | implicit | 8.98
2012-09-12 |  | 2012-09-27 | Sulphur River | 1B | 11140302 | 4 | Sulfate | 149.57 | tons/day | Mid-range | 142.42 | 0 | implicit | 7.15
2012-09-12 |  | 2012-09-27 | Sulphur River | 1B | 11140302 | 4 | Sulfate | 777.35 | tons/day | Moist cond. | 593.52 | 0 | implicit | 183.83
2012-09-12 |  | 2012-09-27 | Sulphur River | 1B | 11140302 | 4 | Sulfate | 3040.96 | tons/day | High flows | 2128.68 | 0 | implicit | 912.28
2012-09-12 |  | 2012-09-27 | Sulphur River | 1B | 11140302 | 4 | TDS | 17.66 | tons/day | Low flows | 5.17 | 0 | implicit | 12.49
2012-09-12 |  | 2012-09-27 | Sulphur River | 1B | 11140302 | 4 | TDS | 317.96 | tons/day | Dry cond. | 192.55 | 0 | implicit | 125.41
2012-09-12 |  | 2012-09-27 | Sulphur River | 1B | 11140302 | 4 | TDS | 747.85 | tons/day | Mid-range | 473.76 | 0 | implicit | 274.08
2012-09-12 |  | 2012-09-27 | Sulphur River | 1B | 11140302 | 4 | TDS | 3886.76 | tons/day | Moist cond. | 2120.71 | 0 | implicit | 1766.05
2012-09-12 |  | 2012-09-27 | Sulphur River | 1B | 11140302 | 4 | TDS | 15204.79 | tons/day | High flows | 5436.84 | 0 | implicit | 9767.95
2012-09-12 |  | 2012-09-27 | Sulphur River | 1B | 11140302 | 2 | Sulfate | 6.34 | tons/day | Low flows | 2.56 | 0 | implicit | 3.78
2012-09-12 |  | 2012-09-27 | Sulphur River | 1B | 11140302 | 2 | Sulfate | 79.15 | tons/day | Dry cond. | 62.76 | 0 | implicit | 16.39
2012-09-12 |  | 2012-09-27 | Sulphur River | 1B | 11140302 | 2 | Sulfate | 168.99 | tons/day | Mid-range | 153.66 | 0 | implicit | 15.33
2012-09-12 |  | 2012-09-27 | Sulphur River | 1B | 11140302 | 2 | Sulfate | 814.89 | tons/day | Moist cond. | 615.69 | 0 | implicit | 199.2
2012-09-12 |  | 2012-09-27 | Sulphur River | 1B | 11140302 | 2 | Sulfate | 3197.08 | tons/day | High flows | 2223.88 | 0 | implicit | 973.2
2012-09-12 |  | 2012-09-27 | Sulphur River | 1B | 11140302 | 2 | TDS | 31.69 | tons/day | Low flows | 17.38 | 0 | implicit | 14.31
2012-09-12 |  | 2012-09-27 | Sulphur River | 1B | 11140302 | 2 | TDS | 395.77 | tons/day | Dry cond. | 244.7 | 0 | implicit | 151.07
2012-09-12 |  | 2012-09-27 | Sulphur River | 1B | 11140302 | 2 | TDS | 844.94 | tons/day | Mid-range | 541.88 | 0 | implicit | 303.06
2012-09-12 |  | 2012-09-27 | Sulphur River | 1B | 11140302 | 2 | TDS | 4074.46 | tons/day | Moist cond. | 2256.55 | 0 | implicit | 1817.91
2012-09-12 |  | 2012-09-27 | Sulphur River | 1B | 11140302 | 2 | TDS | 15985.4 | tons/day | High flows | 6052.97 | 0 | implicit | 9932.43
2012-09-12 |  | 2012-09-27 | Sulphur River | 1B | 11140302 | 1 | Sulfate | 6.34 | tons/day | Low flows | 1.64 | 0 | implicit | 4.7
2012-09-12 |  | 2012-09-27 | Sulphur River | 1B | 11140302 | 1 | Sulfate | 80.34 | tons/day | Dry cond. | 60.9 | 0 | implicit | 19.45
2012-09-12 |  | 2012-09-27 | Sulphur River | 1B | 11140302 | 1 | Sulfate | 170.34 | tons/day | Mid-range | 152.72 | 0 | implicit | 17.62
2012-09-12 |  | 2012-09-27 | Sulphur River | 1B | 11140302 | 1 | Sulfate | 817.1 | tons/day | Moist cond. | 611.45 | 0 | implicit | 205.65
2012-09-12 |  | 2012-09-27 | Sulphur River | 1B | 11140302 | 1 | Sulfate | 3202.04 | tons/day | High flows | 2182.46 | 0 | implicit | 1019.58
2012-09-12 |  | 2012-09-27 | Sulphur River | 1B | 11140302 | 1 | TDS | 31.69 | tons/day | Low flows | 11.3 | 0 | implicit | 20.39
2012-09-12 |  | 2012-09-27 | Sulphur River | 1B | 11140302 | 1 | TDS | 401.7 | tons/day | Dry cond. | 229.28 | 0 | implicit | 172.42
2012-09-12 |  | 2012-09-27 | Sulphur River | 1B | 11140302 | 1 | TDS | 851.68 | tons/day | Mid-range | 523.32 | 0 | implicit | 328.36
2012-09-12 |  | 2012-09-27 | Sulphur River | 1B | 11140302 | 1 | TDS | 4085.52 | tons/day | Moist cond. | 2211.5 | 0 | implicit | 1874.01
2012-09-12 |  | 2012-09-27 | Sulphur River | 1B | 11140302 | 1 | TDS | 16010.21 | tons/day | High flows | 5784.59 | 0 | implicit | 10225.62
2012-09-12 |  | 2012-09-27 | Big Creek | 1A | 11140203 | 23 | Chloride | 0.0167 | tons/day | Low flows | 0.007093 | 0.009007 | implicit | 0.0006
2012-09-12 |  | 2012-09-27 | Big Creek | 1A | 11140203 | 23 | Chloride | 0.0348 | tons/day | Dry cond. | 0.02547 | 0.00903 | implicit | 0.0003
2012-09-12 |  | 2012-09-27 | Big Creek | 1A | 11140203 | 23 | Chloride | 0.5914 | tons/day | Mid-range | 0.5814 | 0.0096 | implicit | 0.0004
2012-09-12 |  | 2012-09-27 | Big Creek | 1A | 11140203 | 23 | Chloride | 3.041 | tons/day | Moist cond. | 1.65 | 0.011 | implicit | 1.38
2012-09-12 |  | 2012-09-27 | Big Creek | 1A | 11140203 | 23 | Chloride | 22.44 | tons/day | High flows | 12.213 | 0.021 | implicit | 10.206
2012-09-12 |  | 2012-09-27 | Big Creek | 1A | 11140203 | 23 | Sulfate | 0.0344 | tons/day | Low flows | 0.01498 | 0.01932 | implicit | 0.0001
2012-09-12 |  | 2012-09-27 | Big Creek | 1A | 11140203 | 23 | Sulfate | 0.0719 | tons/day | Dry cond. | 0.05255 | 0.01935 | implicit | 0
2012-09-12 |  | 2012-09-27 | Big Creek | 1A | 11140203 | 23 | Sulfate | 1.221 | tons/day | Mid-range | 0.8052 | 0.0201 | implicit | 0.3957
2012-09-12 |  | 2012-09-27 | Big Creek | 1A | 11140203 | 23 | Sulfate | 6.279 | tons/day | Moist cond. | 1.6355 | 0.0208 | implicit | 4.6227
2012-09-12 |  | 2012-09-27 | Big Creek | 1A | 11140203 | 23 | Sulfate | 46.34 | tons/day | High flows | 12.099 | 0.0303 | implicit | 34.2107
2012-09-12 |  | 2012-09-27 | Big Creek | 1A | 11140203 | 23 | TDS | 0.167 | tons/day | Low flows | 0.07293 | 0.09407 | implicit | 0
2012-09-12 |  | 2012-09-27 | Big Creek | 1A | 11140203 | 23 | TDS | 0.348 | tons/day | Dry cond. | 0.2497 | 0.0943 | implicit | 0.004
2012-09-12 |  | 2012-09-27 | Big Creek | 1A | 11140203 | 23 | TDS | 5.91 | tons/day | Mid-range | 4.535 | 0.099 | implicit | 1.276
2012-09-12 |  | 2012-09-27 | Big Creek | 1A | 11140203 | 23 | TDS | 30.4 | tons/day | Moist cond. | 15.186 | 0.108 | implicit | 15.106
2012-09-12 |  | 2012-09-27 | Big Creek | 1A | 11140203 | 23 | TDS | 224 | tons/day | High flows | 111.89 | 0.204 | implicit | 111.906
2012-09-12 |  | 2012-09-27 | Big Creek | 1A | 11140203 | 23 | Dissolved Lead | 0.0011 | lbs/day | Low flows | 0.0001998 | 0.0009002 | implicit | 0
2012-09-12 |  | 2012-09-27 | Big Creek | 1A | 11140203 | 23 | Dissolved Lead | 0.0024 | lbs/day | Dry cond. | 0.000999 | 9.01e-05 | implicit | 0.0005
2012-09-12 |  | 2012-09-27 | Big Creek | 1A | 11140203 | 23 | Dissolved Lead | 0.0407 | lbs/day | Mid-range | 0.03257 | 0.00093 | implicit | 0.0072
2012-09-12 |  | 2012-09-27 | Big Creek | 1A | 11140203 | 23 | Dissolved Lead | 0.209 | lbs/day | Moist cond. | 0.1298 | 0.0011 | implicit | 0.0781
2012-09-12 |  | 2012-09-27 | Big Creek | 1A | 11140203 | 23 | Dissolved Lead | 1.546 | lbs/day | High flows | 0.9641 | 0.0018 | implicit | 0.5801
2012-09-12 |  | 2012-09-27 | Big Creek | 1A | 11140203 | 923 | Dissolved Lead | 0.018 | lbs/day | Low flows | 0.000297 | 0.017703 | implicit | 0
2012-09-12 |  | 2012-09-27 | Big Creek | 1A | 11140203 | 923 | Dissolved Lead | 0.0189 | lbs/day | Dry cond. | 0.001191 | 0.017709 | implicit | 0
2012-09-12 |  | 2012-09-27 | Big Creek | 1A | 11140203 | 923 | Dissolved Lead | 0.045 | lbs/day | Mid-range | 0.02709 | 0.01791 | implicit | 0
2012-09-12 |  | 2012-09-27 | Big Creek | 1A | 11140203 | 923 | Dissolved Lead | 0.16 | lbs/day | Moist cond. | 0.1412 | 0.0188 | implicit | 0
2012-09-12 |  | 2012-09-27 | Big Creek | 1A | 11140203 | 923 | Dissolved Lead | 1.0705 | lbs/day | High flows | 1.045 | 0.0255 | implicit | 0
2012-09-12 |  | 2012-09-27 | Big Creek | 1A | 11140203 | 923 | pH | 6.0-9.0 | s.u. | all year | 6.0-9.0 | 6.0-9.0 | implicit | n/a
2012-09-12 |  | 2012-09-27 | Little Bodcau Creek | 1A | 11140205 | 10 | Dissolved Lead | 0.000374 | lbs/day | Low flows | 0.0002895 | 8.05e-05 | implicit | 4e-06
2012-09-12 |  | 2012-09-27 | Little Bodcau Creek | 1A | 11140205 | 10 | Dissolved Lead | 0.00112 | lbs/day | Dry cond. | 0.001018 | 8.2e-05 | implicit | 2e-05
2012-09-12 |  | 2012-09-27 | Little Bodcau Creek | 1A | 11140205 | 10 | Dissolved Lead | 0.024 | lbs/day | Mid-range | 0.02356 | 0.00012 | implicit | 0.00032
2012-09-12 |  | 2012-09-27 | Little Bodcau Creek | 1A | 11140205 | 10 | Dissolved Lead | 0.125 | lbs/day | Moist cond. | 0.1048 | 0.00028 | implicit | 0.01992
2012-09-12 |  | 2012-09-27 | Little Bodcau Creek | 1A | 11140205 | 10 | Dissolved Lead | 0.923 | lbs/day | High flows | 0.7758 | 0.00128 | implicit | 0.14592
2012-09-12 |  | 2012-09-27 | Bodcau Creek | 1A | 11140205 | 6 | Dissolved Copper | 0.03891 | lbs/day | Low flows | 0.003297 | 0.03271 | implicit | 0.0029
2012-09-12 |  | 2012-09-27 | Bodcau Creek | 1A | 11140205 | 6 | Dissolved Copper | 0.05653 | lbs/day | Dry cond. | 0.02163 | 0.03489 | implicit | 1e-05
2012-09-12 |  | 2012-09-27 | Bodcau Creek | 1A | 11140205 | 6 | Dissolved Copper | 0.58092 | lbs/day | Mid-range | 0.49436 | 0.08652 | implicit | 4e-05
2012-09-12 |  | 2012-09-27 | Bodcau Creek | 1A | 11140205 | 6 | Dissolved Copper | 2.663 | lbs/day | Moist cond. | 2.5748 | 0.08819 | implicit | 1e-05
2012-09-12 |  | 2012-09-27 | Bodcau Creek | 1A | 11140205 | 6 | Dissolved Copper | 19.155 | lbs/day | High flows | 19.0535 | 0.10142 | implicit | 8e-05
2012-09-12 |  | 2012-09-27 | Bodcau Creek | 1A | 11140205 | 6 | Dissolved Lead | 0.00606 | lbs/day | Low flows | 0.0009592 | 0.0050908 | implicit | 1e-05
2012-09-12 |  | 2012-09-27 | Bodcau Creek | 1A | 11140205 | 6 | Dissolved Lead | 0.00881 | lbs/day | Dry cond. | 0.003367 | 0.005433 | implicit | 1e-05
2012-09-12 |  | 2012-09-27 | Bodcau Creek | 1A | 11140205 | 6 | Dissolved Lead | 0.0905 | lbs/day | Mid-range | 0.07702 | 0.01348 | implicit | 0
2012-09-12 |  | 2012-09-27 | Bodcau Creek | 1A | 11140205 | 6 | Dissolved Lead | 0.415 | lbs/day | Moist cond. | 0.4011 | 0.01381 | implicit | 9e-05
2012-09-12 |  | 2012-09-27 | Bodcau Creek | 1A | 11140205 | 6 | Dissolved Lead | 2.985 | lbs/day | High flows | 2.968 | 0.01641 | implicit | 0.00059
2012-09-12 |  | 2012-09-27 | Bodcau Creek | 1A | 11140205 | 6 | TSS | 0.0751 | tons/day | Low flows | 0.01189 | 1e-05 | implicit | 0.0632
2012-09-12 |  | 2012-09-27 | Bodcau Creek | 1A | 11140205 | 6 | TSS | 0.109 | tons/day | Dry cond. | 0.041966 | 3.4e-05 | implicit | 0.067
2012-09-12 |  | 2012-09-27 | Bodcau Creek | 1A | 11140205 | 6 | TSS | 1.12 | tons/day | Mid-range | 0.69944 | 0.00056 | implicit | 0.42
2012-09-12 |  | 2012-09-27 | Bodcau Creek | 1A | 11140205 | 6 | TSS | 9.2 | tons/day | Moist cond. | 3.9768 | 0.0032 | implicit | 5.22
2012-09-12 |  | 2012-09-27 | Bodcau Creek | 1A | 11140205 | 6 | TSS | 66.2 | tons/day | High flows | 35.571 | 0.029 | implicit | 30.6
2012-09-12 |  | 2012-09-27 | Bodcau Creek | 1A | 11140205 | 6 | pH | 6.0-9.0 | s.u. | all year | 6.0-9.0 | 6.0-9.0 | implicit | n/a
2012-09-12 |  | 2012-09-27 | Bodcau Creek | 1A | 11140205 | 2 | pH | 6.0-9.0 | s.u. | all year | 6.0-9.0 | 6.0-9.0 | implicit | n/a
2012-09-12 |  | 2012-09-27 | Bodcau Creek | 1A | 11140205 | 2 | Dissolved Copper | 0.0082289 | lbs/day | Low flows | 0.0040991 | 0.0005222 | implicit | 0.0036076
2012-09-12 |  | 2012-09-27 | Bodcau Creek | 1A | 11140205 | 2 | Dissolved Copper | 0.027497 | lbs/day | Dry cond. | 0.02697 | 0.0005267 | implicit | 3e-07
2012-09-12 |  | 2012-09-27 | Bodcau Creek | 1A | 11140205 | 2 | Dissolved Copper | 0.61711 | lbs/day | Mid-range | 0.61647 | 0.0006453 | implicit | 7e-07
2012-09-12 |  | 2012-09-27 | Bodcau Creek | 1A | 11140205 | 2 | Dissolved Copper | 3.2119 | lbs/day | Moist cond. | 3.2104 | 0.0011713 | implicit | 0.0003787
2012-09-12 |  | 2012-09-27 | Bodcau Creek | 1A | 11140205 | 2 | Dissolved Copper | 23.765 | lbs/day | High flows | 23.7552 | 0.0053213 | implicit | 0.0044787
2012-09-12 |  | 2012-09-27 | Bodcau Creek | 1A | 11140205 | 2 | Dissolved Lead | 0.00128 | lbs/day | Low flows | 0.0009998 | 8.22e-05 | implicit | 0.000198
2012-09-12 |  | 2012-09-27 | Bodcau Creek | 1A | 11140205 | 2 | Dissolved Lead | 0.00428 | lbs/day | Dry cond. | 0.0039992 | 8.28e-05 | implicit | 0.000198
2012-09-12 |  | 2012-09-27 | Bodcau Creek | 1A | 11140205 | 2 | Dissolved Lead | 0.09615 | lbs/day | Mid-range | 0.09598 | 0.000102 | implicit | 6.8e-05
2012-09-12 |  | 2012-09-27 | Bodcau Creek | 1A | 11140205 | 2 | Dissolved Lead | 0.5005 | lbs/day | Moist cond. | 0.4999 | 0.000182 | implicit | 0.000418
2012-09-12 |  | 2012-09-27 | Bodcau Creek | 1A | 11140205 | 2 | Dissolved Lead | 3.703 | lbs/day | High flows | 3.702 | 0.000882 | implicit | 0.000118
2012-09-12 |  | 2012-09-27 | Bodcau Creek | 1A | 11140205 | 2 | TSS | 0.0159 | tons/day | Low flows | 0.014897 | 3e-06 | implicit | 0.001
2012-09-12 |  | 2012-09-27 | Bodcau Creek | 1A | 11140205 | 2 | TSS | 0.0531 | tons/day | Dry cond. | 0.05208 | 2e-05 | implicit | 0.001
2012-09-12 |  | 2012-09-27 | Bodcau Creek | 1A | 11140205 | 2 | TSS | 1.191 | tons/day | Mid-range | 0.8718 | 0.0002 | implicit | 0.319
2012-09-12 |  | 2012-09-27 | Bodcau Creek | 1A | 11140205 | 2 | TSS | 11.1 | tons/day | Moist cond. | 4.969 | 0.001 | implicit | 6.13
2012-09-12 |  | 2012-09-27 | Bodcau Creek | 1A | 11140205 | 2 | TSS | 82.1 | tons/day | High flows | 44.291 | 0.009 | implicit | 37.8
2012-09-12 |  | 2012-09-27 | Bodcau Creek | 1A | 11140205 | 7 | Dissolved Lead | 0.00052 | lbs/day | Low flows | 0.0005197 | 3e-07 | implicit | 0
2012-09-12 |  | 2012-09-27 | Bodcau Creek | 1A | 11140205 | 7 | Dissolved Lead | 0.00182 | lbs/day | Dry cond. | 0.001799 | 1e-06 | implicit | 2e-05
2012-09-12 |  | 2012-09-27 | Bodcau Creek | 1A | 11140205 | 7 | Dissolved Lead | 0.0416 | lbs/day | Mid-range | 0.03318 | 2e-05 | implicit | 0.0084
2012-09-12 |  | 2012-09-27 | Bodcau Creek | 1A | 11140205 | 7 | Dissolved Lead | 0.217 | lbs/day | Moist cond. | 0.12894 | 6e-05 | implicit | 0.088
2012-09-12 |  | 2012-09-27 | Bodcau Creek | 1A | 11140205 | 7 | Dissolved Lead | 1.602 | lbs/day | High flows | 0.9525 | 0.0005 | implicit | 0.649
2012-09-12 |  | 2012-09-27 | Horsehead Creek | 1A | 11140203 | 21 | pH | 6.0-9.0 | s.u. | all year | 6.0-9.0 | 6.0-9.0 | implicit | n/a
2012-09-12 |  | 2012-09-27 | Horsehead Creek | 1A | 11140203 | 21 | Dissolved Lead | 0.0141 | lbs/day | Low flows | 0.0003697 | 0.01373 | implicit | 0
2012-09-12 |  | 2012-09-27 | Horsehead Creek | 1A | 11140203 | 21 | Dissolved Lead | 0.015 | lbs/day | Dry cond. | 0.001269 | 0.013731 | implicit | 0
2012-09-12 |  | 2012-09-27 | Horsehead Creek | 1A | 11140203 | 21 | Dissolved Lead | 0.0431 | lbs/day | Mid-range | 0.01958 | 0.01375 | implicit | 0.00977
2012-09-12 |  | 2012-09-27 | Horsehead Creek | 1A | 11140203 | 21 | Dissolved Lead | 0.167 | lbs/day | Moist cond. | 0.13292 | 0.01381 | implicit | 0.02027
2012-09-12 |  | 2012-09-27 | Horsehead Creek | 1A | 11140203 | 21 | Dissolved Lead | 1.15 | lbs/day | High flows | 0.9864 | 0.01433 | implicit | 0.14927
2012-09-12 |  | 2012-09-27 | Dorcheat Bayou | 1A | 11140203 | 26 | Dissolved Lead | 0.0075 | lbs/day | Low flows | 0.0005997 | 0.0069003 | implicit | 0
2012-09-12 |  | 2012-09-27 | Dorcheat Bayou | 1A | 11140203 | 26 | Dissolved Lead | 0.0089 | lbs/day | Dry cond. | 0.0019992 | 0.0069008 | implicit | 0
2012-09-12 |  | 2012-09-27 | Dorcheat Bayou | 1A | 11140203 | 26 | Dissolved Lead | 0.052 | lbs/day | Mid-range | 0.041983 | 0.006917 | implicit | 0.0031
2012-09-12 |  | 2012-09-27 | Dorcheat Bayou | 1A | 11140203 | 26 | Dissolved Lead | 0.24 | lbs/day | Moist cond. | 0.17293 | 0.00697 | implicit | 0.0601
2012-09-12 |  | 2012-09-27 | Dorcheat Bayou | 1A | 11140203 | 26 | Dissolved Lead | 1.73 | lbs/day | High flows | 1.2794 | 0.0075 | implicit | 0.4431
2012-09-12 |  | 2012-09-27 | Dorcheat Bayou | 1A | 11140203 | 26 | pH | 6.0-9.0 | s.u. | all year | 6.0-9.0 | 6.0-9.0 | implicit | n/a
2012-09-12 |  | 2012-09-27 | Dorcheat Bayou | 1A | 11140203 | 24 | pH | 6.0-9.0 | s.u. | all year | 6.0-9.0 | 6.0-9.0 | implicit | n/a
2012-09-12 |  | 2012-09-27 | Dorcheat Bayou | 1A | 11140203 | 22 | pH | 6.0-9.0 | s.u. | all year | 6.0-9.0 | 6.0-9.0 | implicit | n/a
2012-09-12 |  | 2012-09-27 | Dorcheat Bayou | 1A | 11140203 | 22 | Dissolved Lead | 0.0011 | lbs/day | Low flows | 0.0011 | 0 | implicit | 0
2012-09-12 |  | 2012-09-27 | Dorcheat Bayou | 1A | 11140203 | 22 | Dissolved Lead | 0.004 | lbs/day | Dry cond. | 0.004 | 0 | implicit | 0
2012-09-12 |  | 2012-09-27 | Dorcheat Bayou | 1A | 11140203 | 22 | Dissolved Lead | 0.091 | lbs/day | Mid-range | 0.091 | 0 | implicit | 0
2012-09-12 |  | 2012-09-27 | Dorcheat Bayou | 1A | 11140203 | 22 | Dissolved Lead | 0.47 | lbs/day | Moist cond. | 0.47 | 0 | implicit | 0
2012-09-12 |  | 2012-09-27 | Dorcheat Bayou | 1A | 11140203 | 22 | Dissolved Lead | 3.5 | lbs/day | High flows | 3.23 | 0 | implicit | 0.27
2012-09-12 |  | 2012-09-27 | Dorcheat Bayou | 1A | 11140203 | 22 | Sulfate | not calculated | tons/day | Low flows | not calculated | not calculated | not specified | not calculated
2012-09-12 |  | 2012-09-27 | Dorcheat Bayou | 1A | 11140203 | 22 | Sulfate | 0.173 | tons/day | Dry cond. | 0.173 | 0 | implicit | 0
2012-09-12 |  | 2012-09-27 | Dorcheat Bayou | 1A | 11140203 | 22 | Sulfate | 1.34 | tons/day | Mid-range | 0.931 | 0 | implicit | 0.409
2012-09-12 |  | 2012-09-27 | Dorcheat Bayou | 1A | 11140203 | 22 | Sulfate | 6.99 | tons/day | Moist cond. | 3.79 | 0 | implicit | 3.2
2012-09-12 |  | 2012-09-27 | Dorcheat Bayou | 1A | 11140203 | 22 | Sulfate | 51.7 | tons/day | High flows | 25.2 | 0 | implicit | 26.5
2012-09-12 |  | 2012-09-27 | Dorcheat Bayou | 1A | 11140203 | 20 | pH | 6.0-9.0 | s.u. | all year | 6.0-9.0 | 6.0-9.0 | implicit | n/a
2012-09-12 |  | 2012-09-27 | Dorcheat Bayou | 1A | 11140203 | 20 | Dissolved Lead | 0.0015 | lbs/day | Low flows | 0.0015 | 0 | implicit | 0
2012-09-12 |  | 2012-09-27 | Dorcheat Bayou | 1A | 11140203 | 20 | Dissolved Lead | 0.0052 | lbs/day | Dry cond. | 0.0052 | 0 | implicit | 0
2012-09-12 |  | 2012-09-27 | Dorcheat Bayou | 1A | 11140203 | 20 | Dissolved Lead | 0.118 | lbs/day | Mid-range | 0.118 | 0 | implicit | 0
2012-09-12 |  | 2012-09-27 | Dorcheat Bayou | 1A | 11140203 | 20 | Dissolved Lead | 0.615 | lbs/day | Moist cond. | 0.615 | 0 | implicit | 0
2012-09-12 |  | 2012-09-27 | Dorcheat Bayou | 1A | 11140203 | 20 | Dissolved Lead | 4.55 | lbs/day | High flows | 4.21 | 0 | implicit | 0.34
2012-09-12 |  | 2012-09-27 | Dorcheat Bayou | 1A | 11140203 | 20 | Sulfate | not calculated | tons/day | Low flows | not calculated | not calculated | implicit | not calculated
2012-09-12 |  | 2012-09-27 | Dorcheat Bayou | 1A | 11140203 | 20 | Sulfate | 0.173 | tons/day | Dry cond. | 0.173 | 0 | implicit | 0
2012-09-12 |  | 2012-09-27 | Dorcheat Bayou | 1A | 11140203 | 20 | Sulfate | 1.75 | tons/day | Mid-range | 1.21 | 0 | implicit | 0.54
2012-09-12 |  | 2012-09-27 | Dorcheat Bayou | 1A | 11140203 | 20 | Sulfate | 9.09 | tons/day | Moist cond. | 4.93 | 0 | implicit | 4.16
2012-09-12 |  | 2012-09-27 | Dorcheat Bayou | 1A | 11140203 | 20 | Sulfate | 67.3 | tons/day | High flows | 32.8 | 0 | implicit | 34.5
2012-09-12 |  | 2012-09-27 | Beech Creek | 1A | 11140203 | 25 | Oxygen Demand | 599.66 | kg/day | summer | 599.66 | 0 | implicit | n/a
2012-09-12 |  | 2012-09-27 | Beech Creek | 1A | 11140203 | 25 | Oxygen Demand | 436.75 | kg/day | winter | 436.75 | 0 | implicit | n/a
2012-09-12 |  | 2012-09-27 | Beech Creek | 1A | 11140203 | 25 | Dissolved Lead | 0.00248 | lbs/day | Low flows | 0.0001795 | 0.0023005 | implicit | 0
2012-09-12 |  | 2012-09-27 | Beech Creek | 1A | 11140203 | 25 | Dissolved Lead | 0.00294 | lbs/day | Dry cond. | 0.000638 | 0.002302 | implicit | 0
2012-09-12 |  | 2012-09-27 | Beech Creek | 1A | 11140203 | 25 | Dissolved Lead | 0.01701 | lbs/day | Mid-range | 0.01467 | 0.00234 | implicit | 0
2012-09-12 |  | 2012-09-27 | Beech Creek | 1A | 11140203 | 25 | Dissolved Lead | 0.0789 | lbs/day | Moist cond. | 0.0764 | 0.0025 | implicit | 0
2012-09-12 |  | 2012-09-27 | Beech Creek | 1A | 11140203 | 25 | Dissolved Lead | 0.5693 | lbs/day | High flows | 0.5655 | 0.0038 | implicit | 0
2012-09-12 |  | 2012-09-27 | Beech Creek | 1A | 11140203 | 25 | TSS | 0.0028 | tons/day | Low flows | 0.002094 | 6e-06 | implicit | 0.0007
2012-09-12 |  | 2012-09-27 | Beech Creek | 1A | 11140203 | 25 | TSS | 0.0098 | tons/day | Dry cond. | 0.00907 | 3e-05 | implicit | 0.0007
2012-09-12 |  | 2012-09-27 | Beech Creek | 1A | 11140203 | 25 | TSS | 0.224 | tons/day | Mid-range | 0.1087 | 0.0003 | implicit | 0.115
2012-09-12 |  | 2012-09-27 | Beech Creek | 1A | 11140203 | 25 | TSS | 2.06 | tons/day | Moist cond. | 0.6433 | 0.0017 | implicit | 1.415
2012-09-12 |  | 2012-09-27 | Beech Creek | 1A | 11140203 | 25 | TSS | 15.2 | tons/day | High flows | 8.209 | 0.021 | implicit | 6.97
2008-03-01 |  | 2008-03-31 | Bayou Bartholomew | 2B | 8040205 | 13 | Chloride | 42.7 | tons/day | all year | 38.4 | 0 | 4.3 | 0
2008-03-01 |  | 2008-03-31 | Bayou Bartholomew | 2B | 8040205 | 012U | Chloride | 59 | tons/day | all year | 52.7 | 0.4 | 5.9 | 0
2008-03-01 |  | 2008-03-31 | Bayou Bartholomew | 2B | 8040205 | 2 | Chloride | 102.9 | tons/day | all year | 92.6 | 0 | 10.3 | 0
2008-03-01 |  | 2008-03-31 | Bayou Bartholomew | 2B | 8040205 | 1 | Chloride | 106.77 | tons/day | all year | 96 | 0.05895 | 10.7 | 0.01105
2008-03-01 |  | 2008-03-31 | Bayou Bartholomew | 2B | 8040205 | 13 | Sulfate | 42.7 | tons/day | all year | 38.4 | 0 | 4.3 | 0
2008-03-01 |  | 2008-03-31 | Bayou Bartholomew | 2B | 8040205 | 012U | Sulfate | 59 | tons/day | all year | 52.8 | 0.3 | 5.9 | 0
2008-03-01 |  | 2008-03-31 | Bayou Bartholomew | 2B | 8040205 | 2 | Sulfate | 102.9 | tons/day | all year | 92.6 | 0 | 10.3 | 0
2008-03-01 |  | 2008-03-31 | Bayou Bartholomew | 2B | 8040205 | 1 | Sulfate | 106.85 | tons/day | all year | 96.1 | 0.04145 | 10.7 | 0.00855
2008-03-01 |  | 2008-03-31 | Bayou Bartholomew | 2B | 8040205 | 13 | TDS | 312.8 | tons/day | all year | 281.5 | 0 | 31.3 | 0
2008-03-01 |  | 2008-03-31 | Bayou Bartholomew | 2B | 8040205 | 012U | TDS | 432.3 | tons/day | all year | 386.7 | 2.4 | 43.2 | 0
2008-03-01 |  | 2008-03-31 | Bayou Bartholomew | 2B | 8040205 | 2 | TDS | 754.6 | tons/day | all year | 679.1 | 0 | 75.5 | 0
2008-03-01 |  | 2008-03-31 | Bayou Bartholomew | 2B | 8040205 | 1 | TDS | 783.43 | tons/day | all year | 704.7 | 0.3624 | 78.3 | 0.0676
2008-03-01 |  | 2008-03-31 | Cutoff Creek | 2B | 8040205 | 7 | TSS | 0.58 | tons/day | Base flow | 0.58 | 0 | implicit | 0
2008-03-01 |  | 2008-03-31 | Cutoff Creek | 2B | 8040205 | 7 | TSS | 32.4 |  | Storm flow | 32.4 | 0 | implicit | 0
2001-03-01 |  | 2001-05-24 | Hicks Creek | 4F | 11010004 | 15 | Nitrate - N | 417 | Lbs/day | all year | 0 | 417 | implicit | 0
Note on A17: Byrum, Shane: TMDL was revised to correct loads that were calculated using incorrect conversion factor. Revision was EPA approved on 3/1/2016.
Note on C74: Byrum, Shane: TMDL for Lead was withdrawn on June 17, 2014. This withdrawal action does not affect the TMDL for Turbidity established in same document.
Note on C219: Byrum, Shane: WLA was technically accepted 9/11/2015, and formally approved in GOV CERT 4/13/2016.
Note on I109: Amy Cotter: 0.05 tons/day allocated to future growth.
Note on I110: Amy Cotter: 0.05 tons/day allocated to future growth.
Note on O474: Byrum, Shane: this future growth was created when Portland constructed new plant with one-half the design flow of orginal plant. Since original plant will be retired, the remaining WLA was reallocated to future growth.
Note on O478: Byrum, Shane: this future growth was created when Portland constructed new plant with one-half the design flow of orginal plant. Since original plant will be retired, the remaining WLA was reallocated to future growth.
Note on O482: Byrum, Shane: this future growth was created when Portland constructed new plant with one-half the design flow of orginal plant. Since original plant will be retired, the remaining WLA was reallocated to future growth.

## Delisted TMDLs
DOCUMENT DATE | PN DATE | APPROVAL DATE | WATERBODY NAME | P. SEG | H.U.C. | REACH | PARAMETER | TMDL | UNITS | SEASON | LA | WLA | MOS | Future Growth | Remarks
2018-10-10 | 2018-08-29 | 2018-11-09 | Red River | 1B | 11140106 | 25 | Chloride | 828.28 | tons/day | Low flows | 826.34 | 0 | implicit | 1.94 | TMDLs were withdrawn based on Red River stream reaches achieving attainment status before the TMDLs were implemented.
2018-10-10 | 2018-08-29 | 2018-11-09 | Red River | 1B | 11140106 | 25 | Chloride | 1208.95 | tons/day | Dry cond. | 1206.12 | 0 | implicit | 2.83
2018-10-10 | 2018-08-29 | 2018-11-09 | Red River | 1B | 11140106 | 25 | Chloride | 2790.4 | tons/day | Mid-range | 2783.98 | 0 | implicit | 6.42
2018-10-10 | 2018-08-29 | 2018-11-09 | Red River | 1B | 11140106 | 25 | Chloride | 4632.92 | tons/day | Moist cond. | 4622.25 | 0 | implicit | 10.67
2018-10-10 | 2018-08-29 | 2018-11-09 | Red River | 1B | 11140106 | 25 | Chloride | 21185.95 | tons/day | High flows | 21136.9 | 0 | implicit | 49.05
2018-10-10 | 2018-08-29 | 2018-11-09 | Red River | 1B | 11140106 | 25 | Sulfate | 662.63 | tons/day | Low flows | 661.07 | 0 | implicit | 1.56
2018-10-10 | 2018-08-29 | 2018-11-09 | Red River | 1B | 11140106 | 25 | Sulfate | 967.16 | tons/day | Dry cond. | 964.89 | 0 | implicit | 2.27
2018-10-10 | 2018-08-29 | 2018-11-09 | Red River | 1B | 11140106 | 25 | Sulfate | 2232.32 | tons/day | Mid-range | 2227.17 | 0 | implicit | 5.15
2018-10-10 | 2018-08-29 | 2018-11-09 | Red River | 1B | 11140106 | 25 | Sulfate | 3706.33 | tons/day | Moist cond. | 3697.76 | 0 | implicit | 8.57
2018-10-10 | 2018-08-29 | 2018-11-09 | Red River | 1B | 11140106 | 25 | Sulfate | 16948.76 | tons/day | High flows | 16909.37 | 0 | implicit | 39.39
2018-10-10 | 2018-08-29 | 2018-11-09 | Red River | 1B | 11140106 | 25 | TDS | 1789.09 | tons/day | Low flows | 1786.77 | 0 | implicit | 2.32
2018-10-10 | 2018-08-29 | 2018-11-09 | Red River | 1B | 11140106 | 25 | TDS | 2611.33 | tons/day | Dry cond. | 2607.96 | 0 | implicit | 3.37
2018-10-10 | 2018-08-29 | 2018-11-09 | Red River | 1B | 11140106 | 25 | TDS | 6027.27 | tons/day | Mid-range | 6019.75 | 0 | implicit | 7.52
2018-10-10 | 2018-08-29 | 2018-11-09 | Red River | 1B | 11140106 | 25 | TDS | 10007.1 | tons/day | Moist cond. | 9994.62 | 0 | implicit | 12.48
2018-10-10 | 2018-08-29 | 2018-11-09 | Red River | 1B | 11140106 | 25 | TDS | 45761.65 | tons/day | High flows | 45704.3 | 0 | implicit | 57.35
2018-10-10 | 2018-08-29 | 2018-11-09 | Red River | 1B | 11140106 | 5 | Chloride | 21185.95 | tons/day | Low flows | 826.66 | 0 | implicit | 3.31
2018-10-10 | 2018-08-29 | 2018-11-09 | Red River | 1B | 11140106 | 5 | Chloride | 829.97 | tons/day | Dry cond. | 1206.58 | 0 | implicit | 4.79
2018-10-10 | 2018-08-29 | 2018-11-09 | Red River | 1B | 11140106 | 5 | Chloride | 1211.37 | tons/day | Mid-range | 2784.93 | 0 | implicit | 11.07
2018-10-10 | 2018-08-29 | 2018-11-09 | Red River | 1B | 11140106 | 5 | Chloride | 2796 | tons/day | Moist cond. | 4623.72 | 0 | implicit | 18.57
2018-10-10 | 2018-08-29 | 2018-11-09 | Red River | 1B | 11140106 | 5 | Chloride | 4642.29 | tons/day | High flows | 21143.8 | 0 | implicit | 85.16
2018-10-10 | 2018-08-29 | 2018-11-09 | Red River | 1B | 11140106 | 5 | Sulfate | 663.97 | tons/day | Low flows | 661.3 | 0 | implicit | 2.67
2018-10-10 | 2018-08-29 | 2018-11-09 | Red River | 1B | 11140106 | 5 | Sulfate | 969.1 | tons/day | Dry cond. | 965.23 | 0 | implicit | 3.87
2018-10-10 | 2018-08-29 | 2018-11-09 | Red River | 1B | 11140106 | 5 | Sulfate | 2236.8 | tons/day | Mid-range | 2227.86 | 0 | implicit | 8.94
2018-10-10 | 2018-08-29 | 2018-11-09 | Red River | 1B | 11140106 | 5 | Sulfate | 3713.83 | tons/day | Moist cond. | 3698.99 | 0 | implicit | 14.84
2018-10-10 | 2018-08-29 | 2018-11-09 | Red River | 1B | 11140106 | 5 | Sulfate | 16983.17 | tons/day | High flows | 16915.11 | 0 | implicit | 68.06
2018-10-10 | 2018-08-29 | 2018-11-09 | Red River | 1B | 11140106 | 5 | TDS | 1792.73 | tons/day | Low flows | 1788.78 | 0 | implicit | 3.95
2018-10-10 | 2018-08-29 | 2018-11-09 | Red River | 1B | 11140106 | 5 | TDS | 2616.57 | tons/day | Dry cond. | 2610.88 | 0 | implicit | 5.69
2018-10-10 | 2018-08-29 | 2018-11-09 | Red River | 1B | 11140106 | 5 | TDS | 6039.36 | tons/day | Mid-range | 6026.24 | 0 | implicit | 13.12
2018-10-10 | 2018-08-29 | 2018-11-09 | Red River | 1B | 11140106 | 5 | TDS | 10027.34 | tons/day | Moist cond. | 10005.59 | 0 | implicit | 21.75
2018-10-10 | 2018-08-29 | 2018-11-09 | Red River | 1B | 11140106 | 5 | TDS | 45854.56 | tons/day | High flows | 45753.89 | 0 | implicit | 100.67
2018-10-10 | 2018-08-29 | 2018-11-09 | Red River | 1B | 11140106 | 3 | Chloride | 833 | tons/day | Low flows | 827.2 | 0 | implicit | 5.8
2018-10-10 | 2018-08-29 | 2018-11-09 | Red River | 1B | 11140106 | 3 | Chloride | 1215.82 | tons/day | Dry cond. | 1207.37 | 0 | implicit | 8.45
2018-10-10 | 2018-08-29 | 2018-11-09 | Red River | 1B | 11140106 | 3 | Chloride | 2806.38 | tons/day | Mid-range | 2788.01 | 0 | implicit | 18.37
2018-10-10 | 2018-08-29 | 2018-11-09 | Red River | 1B | 11140106 | 3 | Chloride | 4682 | tons/day | Moist cond. | 4637.46 | 0 | implicit | 44.54
2018-10-10 | 2018-08-29 | 2018-11-09 | Red River | 1B | 11140106 | 3 | Chloride | 21516.05 | tons/day | High flows | 21244.05 | 0 | implicit | 272
2018-10-10 | 2018-08-29 | 2018-11-09 | Red River | 1B | 11140106 | 3 | Sulfate | 666.4 | tons/day | Low flows | 661.74 | 0 | implicit | 4.66
2018-10-10 | 2018-08-29 | 2018-11-09 | Red River | 1B | 11140106 | 3 | Sulfate | 972.66 | tons/day | Dry cond. | 965.88 | 0 | implicit | 6.78
2018-10-10 | 2018-08-29 | 2018-11-09 | Red River | 1B | 11140106 | 3 | Sulfate | 2245.11 | tons/day | Mid-range | 2230.34 | 0 | implicit | 14.77
2018-10-10 | 2018-08-29 | 2018-11-09 | Red River | 1B | 11140106 | 3 | Sulfate | 3745.6 | tons/day | Moist cond. | 3709.76 | 0 | implicit | 35.84
2018-10-10 | 2018-08-29 | 2018-11-09 | Red River | 1B | 11140106 | 3 | Sulfate | 17212.84 | tons/day | High flows | 16993.15 | 0 | implicit | 219.69
2018-10-10 | 2018-08-29 | 2018-11-09 | Red River | 1B | 11140106 | 3 | TDS | 1799.28 | tons/day | Low flows | 1792.48 | 0 | implicit | 6.8
2018-10-10 | 2018-08-29 | 2018-11-09 | Red River | 1B | 11140106 | 3 | TDS | 2626.18 | tons/day | Dry cond. | 2616.57 | 0 | implicit | 9.61
2018-10-10 | 2018-08-29 | 2018-11-09 | Red River | 1B | 11140106 | 3 | TDS | 6061.79 | tons/day | Mid-range | 6047.18 | 0 | implicit | 14.61
2018-10-10 | 2018-08-29 | 2018-11-09 | Red River | 1B | 11140106 | 3 | TDS | 10113.12 | tons/day | Moist cond. | 10096.7 | 0 | implicit | 16.42
2018-10-10 | 2018-08-29 | 2018-11-09 | Red River | 1B | 11140106 | 3 | TDS | 46474.66 | tons/day | High flows | 46422.16 | 0 | implicit | 52.5
2018-10-10 | 2018-08-29 | 2018-11-09 | Red River | 1B | 11140106 | 1 | Chloride | 905.68 | tons/day | Low flows | 827.92 | 68.84 | implicit | 8.92
2018-10-10 | 2018-08-29 | 2018-11-09 | Red River | 1B | 11140106 | 1 | Chloride | 1290.26 | tons/day | Dry cond. | 1208.37 | 68.84 | implicit | 13.05
2018-10-10 | 2018-08-29 | 2018-11-09 | Red River | 1B | 11140106 | 1 | Chloride | 2888.03 | tons/day | Mid-range | 2789.09 | 68.84 | implicit | 30.1
2018-10-10 | 2018-08-29 | 2018-11-09 | Red River | 1B | 11140106 | 1 | Chloride | 4772.35 | tons/day | Moist cond. | 4634.75 | 68.84 | implicit | 68.76
2018-10-10 | 2018-08-29 | 2018-11-09 | Red River | 1B | 11140106 | 1 | Chloride | 21683.52 | tons/day | High flows | 21211.93 | 68.84 | implicit | 402.75
2018-10-10 | 2018-08-29 | 2018-11-09 | Red River | 1B | 11140106 | 1 | Sulfate | 724.55 | tons/day | Low flows | 662.29 | 55.07 | implicit | 7.19
2018-10-10 | 2018-08-29 | 2018-11-09 | Red River | 1B | 11140106 | 1 | Sulfate | 1032.21 | tons/day | Dry cond. | 966.64 | 55.07 | implicit | 10.5
2018-10-10 | 2018-08-29 | 2018-11-09 | Red River | 1B | 11140106 | 1 | Sulfate | 2310.42 | tons/day | Mid-range | 2231.23 | 55.07 | implicit | 24.12
2018-10-10 | 2018-08-29 | 2018-11-09 | Red River | 1B | 11140106 | 1 | Sulfate | 3817.88 | tons/day | Moist cond. | 3707.45 | 55.07 | implicit | 55.36
2018-10-10 | 2018-08-29 | 2018-11-09 | Red River | 1B | 11140106 | 1 | Sulfate | 17346.82 | tons/day | High flows | 16968.61 | 55.07 | implicit | 323.14
2018-10-10 | 2018-08-29 | 2018-11-09 | Red River | 1B | 11140106 | 1 | TDS | 1956.27 | tons/day | Low flows | 1796.99 | 148.69 | implicit | 10.59
2018-10-10 | 2018-08-29 | 2018-11-09 | Red River | 1B | 11140106 | 1 | TDS | 2786.96 | tons/day | Dry cond. | 2622.82 | 148.69 | implicit | 15.45
2018-10-10 | 2018-08-29 | 2018-11-09 | Red River | 1B | 11140106 | 1 | TDS | 6238.15 | tons/day | Mid-range | 6053.94 | 148.69 | implicit | 35.52
2018-10-10 | 2018-08-29 | 2018-11-09 | Red River | 1B | 11140106 | 1 | TDS | 10308.27 | tons/day | Moist cond. | 10078.02 | 148.69 | implicit | 81.56
2018-10-10 | 2018-08-29 | 2018-11-09 | Red River | 1B | 11140106 | 1 | TDS | 46836.41 | tons/day | High flows | 46211.7 | 148.69 | implicit | 476.02
2018-10-10 | 2018-08-29 | 2018-11-09 | Red River | 1B | 11140201 | 11 | TDS | 1996.64 | tons/day | Low flows | 1981.92 | 6.28 | implicit | 8.44
2018-10-10 | 2018-08-29 | 2018-11-09 | Red River | 1B | 11140201 | 11 | TDS | 2875.69 | tons/day | Dry cond. | 2839.1 | 6.28 | implicit | 30.31
2018-10-10 | 2018-08-29 | 2018-11-09 | Red River | 1B | 11140201 | 11 | TDS | 7937.48 | tons/day | Mid-range | 6657.24 | 6.28 | implicit | 1273.96
2018-10-10 | 2018-08-29 | 2018-11-09 | Red River | 1B | 11140201 | 11 | TDS | 14809.02 | tons/day | Moist cond. | 11327.03 | 6.28 | implicit | 3475.71
2018-10-10 | 2018-08-29 | 2018-11-09 | Red River | 1B | 11140201 | 11 | TDS | 66372.32 | tons/day | High flows | 51150.3 | 6.28 | implicit | 15215.74
2018-10-10 | 2018-08-29 | 2018-11-09 | Red River | 1B | 11140201 | 7 | Chloride | 1000.21 | tons/day | Low flows | 900.87 | 0.18 | implicit | 99.16
2018-10-10 | 2018-08-29 | 2018-11-09 | Red River | 1B | 11140201 | 7 | Chloride | 1464.34 | tons/day | Dry cond. | 1292.96 | 0.18 | implicit | 171.2
2018-10-10 | 2018-08-29 | 2018-11-09 | Red River | 1B | 11140201 | 7 | Chloride | 4013.37 | tons/day | Mid-range | 2901.69 | 0.18 | implicit | 1111.51
2018-10-10 | 2018-08-29 | 2018-11-09 | Red River | 1B | 11140201 | 7 | Chloride | 7526.34 | tons/day | Moist cond. | 4799.34 | 0.18 | implicit | 2726.82
2018-10-10 | 2018-08-29 | 2018-11-09 | Red River | 1B | 11140201 | 7 | Chloride | 33887.75 | tons/day | High flows | 21655.9 | 0.18 | implicit | 12231.67
2018-10-10 | 2018-08-29 | 2018-11-09 | Red River | 1B | 11140201 | 7 | TDS | 2000.42 | tons/day | Low flows | 1971.78 | 0.37 | implicit | 28.27
2018-10-10 | 2018-08-29 | 2018-11-09 | Red River | 1B | 11140201 | 7 | TDS | 2928.69 | tons/day | Dry cond. | 2850.43 | 0.37 | implicit | 77.88
2018-10-10 | 2018-08-29 | 2018-11-09 | Red River | 1B | 11140201 | 7 | TDS | 8026.75 | tons/day | Mid-range | 6507.47 | 0.37 | implicit | 1518.9
2018-10-10 | 2018-08-29 | 2018-11-09 | Red River | 1B | 11140201 | 7 | TDS | 15052.68 | tons/day | Moist cond. | 10969.99 | 0.37 | implicit | 4082.32
2018-10-10 | 2018-08-29 | 2018-11-09 | Red River | 1B | 11140201 | 7 | TDS | 67775.51 | tons/day | High flows | 49758.03 | 0.37 | implicit | 18017.11
2018-10-10 | 2018-08-29 | 2018-11-09 | Red River | 1B | 11140201 | 5 | Chloride | 1002.23 | tons/day | Low flows | 901.19 | 0 | implicit | 101.04
2018-10-10 | 2018-08-29 | 2018-11-09 | Red River | 1B | 11140201 | 5 | Chloride | 1521.79 | tons/day | Dry cond. | 1304.15 | 0 | implicit | 217.63
2018-10-10 | 2018-08-29 | 2018-11-09 | Red River | 1B | 11140201 | 5 | Chloride | 4078.03 | tons/day | Mid-range | 2917.19 | 0 | implicit | 1160.84
2018-10-10 | 2018-08-29 | 2018-11-09 | Red River | 1B | 11140201 | 5 | Chloride | 7616.82 | tons/day | Moist cond. | 4815.84 | 0 | implicit | 2800.98
2018-10-10 | 2018-08-29 | 2018-11-09 | Red River | 1B | 11140201 | 5 | Chloride | 34110.25 | tons/day | High flows | 21618.06 | 0 | implicit | 12492.19
2018-10-10 | 2018-08-29 | 2018-11-09 | Red River | 1B | 11140201 | 5 | TDS | 2004.46 | tons/day | Low flows | 1973 | 0 | implicit | 31.46
2018-10-10 | 2018-08-29 | 2018-11-09 | Red River | 1B | 11140201 | 5 | TDS | 3043.57 | tons/day | Dry cond. | 2900.45 | 0 | implicit | 143.12
2018-10-10 | 2018-08-29 | 2018-11-09 | Red River | 1B | 11140201 | 5 | TDS | 8156.07 | tons/day | Mid-range | 6558.46 | 0 | implicit | 1597.6
2018-10-10 | 2018-08-29 | 2018-11-09 | Red River | 1B | 11140201 | 5 | TDS | 15233.65 | tons/day | Moist cond. | 10997.54 | 0 | implicit | 4236.11
2018-10-10 | 2018-08-29 | 2018-11-09 | Red River | 1B | 11140201 | 5 | TDS | 68220.5 | tons/day | High flows | 49479.55 | 0 | implicit | 18740.95
2018-10-10 | 2018-08-29 | 2018-11-09 | Red River | 1B | 11140201 | 4 | Chloride | 1004.39 | tons/day | Low flows | 902.57 | 0 | implicit | 101.82
2018-10-10 | 2018-08-29 | 2018-11-09 | Red River | 1B | 11140201 | 4 | Chloride | 1696.21 | tons/day | Dry cond. | 1376.36 | 0 | implicit | 319.85
2018-10-10 | 2018-08-29 | 2018-11-09 | Red River | 1B | 11140201 | 4 | Chloride | 4273.02 | tons/day | Mid-range | 3034.66 | 0 | implicit | 1238.36
2018-10-10 | 2018-08-29 | 2018-11-09 | Red River | 1B | 11140201 | 4 | Chloride | 7938.7 | tons/day | Moist cond. | 4993.68 | 0 | implicit | 2945.02
2018-10-10 | 2018-08-29 | 2018-11-09 | Red River | 1B | 11140201 | 4 | Chloride | 34843.13 | tons/day | High flows | 21747.29 | 0 | implicit | 13095.84
2018-10-10 | 2018-08-29 | 2018-11-09 | Red River | 1B | 11140201 | 4 | TDS | 2008.78 | tons/day | Low flows | 1976.75 | 0 | implicit | 32.02
2018-10-10 | 2018-08-29 | 2018-11-09 | Red River | 1B | 11140201 | 4 | TDS | 3392.42 | tons/day | Dry cond. | 3154.69 | 0 | implicit | 237.72
2018-10-10 | 2018-08-29 | 2018-11-09 | Red River | 1B | 11140201 | 4 | TDS | 8546.04 | tons/day | Mid-range | 6867.43 | 0 | implicit | 1678.61
2018-10-10 | 2018-08-29 | 2018-11-09 | Red River | 1B | 11140201 | 4 | TDS | 15877.39 | tons/day | Moist cond. | 11470.62 | 0 | implicit | 4406.78
2018-10-10 | 2018-08-29 | 2018-11-09 | Red River | 1B | 11140201 | 4 | TDS | 69686.26 | tons/day | High flows | 50335.83 | 0 | implicit | 19350.43
2018-10-10 | 2018-08-29 | 2018-11-09 | Red River | 1B | 11140201 | 3 | TDS | 2040.87 | tons/day | Low flows | 1988.23 | 0 | implicit | 52.64
2018-10-10 | 2018-08-29 | 2018-11-09 | Red River | 1B | 11140201 | 3 | TDS | 3806.93 | tons/day | Dry cond. | 3396.29 | 0 | implicit | 410.64
2018-10-10 | 2018-08-29 | 2018-11-09 | Red River | 1B | 11140201 | 3 | TDS | 9412.01 | tons/day | Mid-range | 7409.64 | 0 | implicit | 2002.36
2018-10-10 | 2018-08-29 | 2018-11-09 | Red River | 1B | 11140201 | 3 | TDS | 19983 | tons/day | Moist cond. | 13692.84 | 0 | implicit | 6290.16
2018-10-10 | 2018-08-29 | 2018-11-09 | Red River | 1B | 11140201 | 3 | TDS | 85745.96 | tons/day | High flows | 56137.53 | 0 | implicit | 29608.43
| 2019-08-18 | 2019-10-28 | Saline River | 2C | 08040204 | 6 | TDS | 1485982 | lb/day | all seasons | 1336062 | 1322 | 148589 | none | TMDL was withdrawn based on Saline River stream reach achieving attainment status before the TMDL was implemented.
| 2021-07-25 | 2021-09-27 | Big Cornie Creek | 2E | 08040206 | 15 | Sulfate | 10.27 | tons/day | all seasons | 9.24 | 0 | 1.03 | none | TMDL withdrawn on 9/27/2021
| 2021-07-25 | 2021-09-27 | Little Cornie Creek | 2E | 08040206 | 16 | Sulfate | 0.72 | tons/day | all seasons | 0.65 | 0 | 0.07 | none | TMDL withdrawn on 9/27/2021
| 2021-07-25 | 2021-09-27 | Little Cornie Bayou | 2E | 08040206 | 716 | Sulfate | 5.7 | tons/day | all seasons | 4.3 | 0.83 | 0.57 | none | TMDL withdrawn on 9/27/2021
| 2021-07-25 | 2021-09-27 | Little Cornie Bayou | 2E | 08040206 | 816 | Sulfate | 6.54 | tons/day | all seasons | 5.85 | 0.04 | 0.65 | none | TMDL withdrawn on 9/27/2021
| 2021-07-25 | 2021-09-27 | Walker Branch | 2E | 08040206 | 916 | Sulfate | 0.29 | tons/day | all seasons | 0.13 | 0.13 | 0.03 | none | TMDL withdrawn on 9/27/2021